## Global (All)
Name | Customer | Device Type (for Monitoring and Support Costing) | Verified | Maintenance Spare/Test Unit (do not monitor) | Actual Device Type | Hostname | LAN Mgmt IP | Other LAN IP(s) | Mask | Default Gateway | SNMP v2 | SNMP v3 | MAC address | WAN IP(s) | Vendor (Make) | Model | Serial Number | Hardware Version | Firmware Version | Warranty Status | Operating System | Software Version | Version | Release date | HTTPS Port | SSH Ports | Location | Address / Postcode | Location ID / Marker Post (applicable to motorway-installed devices) | Location Name | Location Floor | Comms Cabinet | Accessible from | Monitored by | Syslog Server IP | SNMP Trap server | Installed | Remarks | DHCP | DNS 1 | DNS 2 | SIM IP Address | SIM ICCID | SIM Provider | Data Renewal date | NTP Srv 1 | Comments | IP1 | IP2 | IP3 | IP4 | ORI # | Mon | Sup | Maintain | Done
Hatfield Backup Router | Connect Plus Services (M25) | Core Router advanced firewall service (requires host router) |  |  | Router |  |  |  | 255.255.255.0 |  |  |  |  | 10.10.14.12 | Phoenix Contact | FL MGUARD RS4000TX/TX VPN | 2035301178 |  | 8.8.3 | Yes | [6 empty] | Hatfield |  |  | Hatfield Backup Router |  |  |  | MXView, Kiwi (forwarded to Logzilla) and Solarwinds | Dartford NMS | Dartford NMS | [11 empty] | 10 | 10 | 14 | 12 | 1 |  |  |  | 1
Hatfield Master Router | Connect Plus Services (M25) | Core Router advanced firewall service (requires host router) |  |  | Router |  |  |  | 255.255.255.0 |  |  |  |  | 10.10.14.11 | Phoenix Contact | FL MGUARD RS4000TX/TX VPN | 2035301168 |  | 8.8.3 | Yes | [6 empty] | Hatfield |  |  | Hatfield Master Router |  |  |  | MXView, Kiwi (forwarded to Logzilla) and Solarwinds | Dartford NMS | Dartford NMS | [11 empty] | 10 | 10 | 14 | 11 | 1 |  |  |  | 1
Holmesdale Backup Router | Connect Plus Services (M25) | Core Router advanced firewall service (requires host router) |  |  | Router |  |  |  | 255.255.255.0 |  |  |  |  | 10.10.12.12 | Phoenix Contact | FL MGUARD RS4000TX/TX VPN | 2035301167 |  | 8.8.3 | Yes | [6 empty] | Holmesdale |  |  | Holmesdale Backup Router |  |  |  | MXView, Kiwi (forwarded to Logzilla) and Solarwinds | Dartford NMS | Dartford NMS | [11 empty] | 10 | 10 | 12 | 12 | 1 |  |  |  | 1
Holmesdale Master Router | Connect Plus Services (M25) | Core Router advanced firewall service (requires host router) |  |  | Router |  |  |  | 255.255.255.0 |  |  |  |  | 10.10.12.11 | Phoenix Contact | FL MGUARD RS4000TX/TX VPN | 2035301171 |  | 8.8.3 | Yes | [6 empty] | Holmesdale |  |  | Holmesdale Master Router |  |  |  | MXView, Kiwi (forwarded to Logzilla) and Solarwinds | Dartford NMS | Dartford NMS | [11 empty] | 10 | 10 | 12 | 11 | 1 |  |  |  | 1
Dartford Crossing TOC Backup Router | Connect Plus Services (M25) | Core Router advanced firewall service (requires host router) |  |  | Router |  | 192.0.11.3 |  | 255.255.255.0 | [5 empty] | Phoenix Contact | FL MGUARD RS4000TX/TX VPN | 2X300241B |  | 8.8.3 | Yes | [6 empty] | West Annexe |  |  | Dartford Crossing TOC Backup Router |  |  |  | MXView, Kiwi (forwarded to Logzilla) and Solarwinds | Dartford NMS | Dartford NMS | [11 empty] | 192 | 0 | 11 | 3 | 1 |  |  |  | 1
Dartford Crossing TOC Transit Backup Router | Connect Plus Services (M25) | Core Router advanced firewall service (requires host router) |  |  | Router |  | 10.11.11.17 |  | 255.255.255.0 | [5 empty] | Phoenix Contact | FL MGUARD GT/GT | 2VN000553 |  | 8.8.3 | Yes | [6 empty] | West Annexe |  |  | Dartford Crossing TOC Transit Backup Router |  |  |  | MXView, Kiwi (forwarded to Logzilla) and Solarwinds | Dartford NMS | Dartford NMS | [11 empty] | 10 | 11 | 11 | 17 | 1 |  |  |  | 1
Dartford Crossing TOC Transit Master Router | Connect Plus Services (M25) | Core Router advanced firewall service (requires host router) |  |  | Router |  | 10.11.11.16 |  | 255.255.255.0 | [5 empty] | Phoenix Contact | FL MGUARD GT/GT | 2X300225D |  | 8.8.3 | Yes | [6 empty] | West Annexe |  |  | Dartford Crossing TOC Transit Master Router |  |  |  | MXView, Kiwi (forwarded to Logzilla) and Solarwinds | Dartford NMS | Dartford NMS | [11 empty] | 10 | 11 | 11 | 16 | 1 |  |  |  | 1
Dartford Crossing TOC Master Router | Connect Plus Services (M25) | Core Router advanced firewall service (requires host router) |  |  | Router |  | 192.0.11.2 |  | 255.255.255.0 | [5 empty] | Phoenix Contact | FL MGUARD RS4000TX/TX VPN | 1364096915 |  | 8.8.3 | Yes | [6 empty] | West Annexe |  |  | Dartford Crossing TOC Master Router |  |  |  | MXView, Kiwi (forwarded to Logzilla) and Solarwinds | Dartford NMS | Dartford NMS | [11 empty] | 192 | 0 | 11 | 2 | 1 |  |  |  | 1
Dartford Crossing DFF Interfacing Backup Router | Connect Plus Services (M25) | Core Router advanced firewall service (requires host router) |  |  | Router |  | 10.11.11.22 |  | 255.255.255.0 | [5 empty] | Phoenix Contact | FL MGUARD GT/GT | 1121734567 | 00001020 | 8.1.5 Default | Out of warranty | [6 empty] | West Annexe |  |  | Dartford Crossing DFF Interfacing Backup Router |  |  |  | MXView, Kiwi (forwarded to Logzilla) and Solarwinds | Dartford NMS | Dartford NMS | [11 empty] | 10 | 11 | 11 | 22 | 1 |  |  |  | 1
Dartford Crossing DFF Interfacing Master Router | Connect Plus Services (M25) | Core Router advanced firewall service (requires host router) |  |  | Router |  | 10.11.11.21 |  | 255.255.255.0 | [5 empty] | Phoenix Contact | FL MGUARD GT/GT | 1121735453 | 00001020 | 8.1.5 Default | Out of warranty | [6 empty] | West Annexe |  |  | Dartford Crossing DFF Interfacing Master Router |  |  |  | MXView, Kiwi (forwarded to Logzilla) and Solarwinds | Dartford NMS | Dartford NMS | [11 empty] | 10 | 11 | 11 | 21 | 1 |  |  |  | 1
Bell Common Master Router | Connect Plus Services (M25) | Core Router advanced firewall service (requires host router) |  |  | Router |  |  |  | 255.255.255.0 |  |  |  |  | 10.10.13.11 | Phoenix Contact | FL MGUARD RS4000TX/TX VPN | 2035301045 |  | 8.8.3 | Yes | [6 empty] | West Vent Building |  |  | Bell Common Master Router |  |  |  | MXView, Kiwi (forwarded to Logzilla) and Solarwinds | Dartford NMS | Dartford NMS | [11 empty] | 10 | 10 | 13 | 11 | 1 |  |  |  | 1
Bell Common Backup Router | Connect Plus Services (M25) | Core Router advanced firewall service (requires host router) |  |  | Router |  |  |  | 255.255.255.0 |  |  |  |  | 10.10.13.12 | Phoenix Contact | FL MGUARD RS4000TX/TX VPN | 2035301152 |  | 8.8.3 | Yes | [6 empty] | West Vent Building |  |  | Bell Common Backup Router |  |  |  | MXView, Kiwi (forwarded to Logzilla) and Solarwinds | Dartford NMS | Dartford NMS | [11 empty] | 10 | 10 | 13 | 12 | 1 |  |  |  | 1
South Mimms NOC Master Router | Connect Plus Services (M25) | Core Router advanced firewall service (requires host router) |  |  | Router |  |  |  | 255.255.255.0 |  |  |  |  | 10.10.10.11 | Phoenix Contact | FL MGUARD RS4000TX/TX VPN | 2035301044 |  | 8.8.3 | Yes | [6 empty] | South Mimms NOC |  |  | South Mimms NOC Master Router |  |  |  | MXView, Kiwi (forwarded to Logzilla) and Solarwinds | Dartford NMS | Dartford NMS | [11 empty] | 10 | 10 | 10 | 11 | 1 |  |  |  | 1
South Mimms NOC OiW LAN Router | Connect Plus Services (M25) | Core Router advanced firewall service (requires host router) |  |  | Router |  |  |  | 255.255.255.0 |  |  |  |  | 10.10.10.15 | Phoenix Contact | FL MGUARD RS4000TX/TX VPN | 2035301158 |  | 8.8.3 | Yes | [6 empty] | South Mimms NOC |  |  | South Mimms NOC OiW LAN Router |  |  |  | MXView, Kiwi (forwarded to Logzilla) and Solarwinds | Dartford NMS | Dartford NMS | [11 empty] | 10 | 10 | 10 | 15 | 1 |  |  |  | 1
South Mimms NOC Backup Router | Connect Plus Services (M25) | Core Router advanced firewall service (requires host router) |  |  | Router |  |  |  | 255.255.255.0 |  |  |  |  | 10.10.10.12 | Phoenix Contact | FL MGUARD RS4000TX/TX VPN | 2035301054 |  | 8.8.3 | Yes | [6 empty] | South Mimms NOC |  |  | South Mimms NOC Backup Router |  |  |  | MXView, Kiwi (forwarded to Logzilla) and Solarwinds | Dartford NMS | Dartford NMS | [11 empty] | 10 | 10 | 10 | 12 | 1 |  |  |  | 1
SSL Office VPN Client | Connect Plus Services (M25) | VPN Client (Hardware dongle or Software) |  |  | Router |  | 192.1.31.19 |  | 255.255.255.0 | [5 empty] | Phoenix Contact (Innonimate) | mGuard Delta2 | 2032487316 | 00003400 | 7.6.7 Default | Out of warranty | [6 empty] | Simulation System Limited Office |  |  | SSL Office VPN Client |  |  |  | MXView, Kiwi (forwarded to Logzilla) and Solarwinds | Dartford NMS | Dartford NMS | [11 empty] | 192 | 1 | 31 | 19 | 1 |  |  |  | 1
AIS Office VPN Client | Connect Plus Services (M25) | VPN Client (Hardware dongle or Software) |  |  | Router |  | 192.168.17.254 |  | 255.255.255.0 | [5 empty] | Phoenix Contact (Innonimate) |  |  |  |  | Out of warranty | [6 empty] | AIS Office | [20 empty] | 192 | 168 | 17 | 254 | 1 | 1
Aveley Camera #1 | Connect Plus Services (M25) | Additional Network Device (Basic) |  |  | IP Camera |  | 192.168.22.11 |  | 255.255.255.0 | [5 empty] | Unknown |  |  |  |  | Unknown | [6 empty] | Aveley | [20 empty] | 192 | 168 | 22 | 11 | 1 | 1 |  | N | 1
Aveley Camera #2 | Connect Plus Services (M25) | Additional Network Device (Basic) |  |  | IP Camera |  | 192.168.22.12 |  | 255.255.255.0 | [5 empty] | Unknown |  |  |  |  | Unknown | [6 empty] | Aveley | [20 empty] | 192 | 168 | 22 | 12 | 1 | 1 |  | N | 1
Aveley PLC | Connect Plus Services (M25) | Additional Network Device (Basic) |  |  | PLC |  | 192.168.22.10 |  | 255.255.255.0 | [5 empty] | Unknown |  |  |  |  | Unknown | [6 empty] | Aveley | [20 empty] | 192 | 168 | 22 | 10 | 1 | 1 |  |  | 1
Aveley VPN Client | Connect Plus Services (M25) | VPN Client (Hardware dongle or Software) |  |  | Router |  | 192.168.22.1 |  | 255.255.255.0 | [5 empty] | Phoenix Contact (Innonimate) | FL MGUARD RS2000 TX/TX VPN |  |  |  | Out of warranty | [6 empty] | Aveley | [20 empty] | 192 | 168 | 22 | 1 | 1 | 1 |  |  | 1
Bell Common CARP (LAN interf.) | Connect Plus Services (M25) | Additional Network Device (Basic) |  |  | Virtual Interface |  | 192.1.13.10 |  | 255.255.255.0 | [5 empty] | N/A |  |  |  |  | N/A | [6 empty] | Bell Common | [20 empty] | 192 | 1 | 13 | 10 | 1 | 1
Bell Common CARP (WAN interf.) | Connect Plus Services (M25) | Additional Network Device (Basic) |  |  | Virtual Interface |  | 10.10.13.10 |  | 255.255.255.0 | [10 empty] | N/A | [6 empty] | Bell Common | [20 empty] | 10 | 10 | 13 | 10 | 1
Bell Common EVB SCADA Client.) | Connect Plus Services (M25) | Additional Network Device (Basic) |  |  | Workstation |  | 192.1.13.102 |  | 255.255.255.0 | [10 empty] | Unknown | [6 empty] | Bell Common | [20 empty] | 192 | 1 | 13 | 102 | 1 | 1
Bell Common EVB Switch A | Connect Plus Services (M25) | Ethernet Switch (Layer2) |  |  | Ethernet Switch (Layer2) |  | 192.1.13.22 |  | 255.255.255.0 | [5 empty] | Moxa | PT-7728-F-HV-HV | […]02610 |  | V2.6 | Out of warranty |  |  | v3.1 |  |  |  | Bell Common |  | Bell Common EVB Switch A | Bell Common Tunnel |  |  |  | MXView, Kiwi (forwarded to Logzilla) and Solarwinds | 192.0.11.100 (Dartford NMS) | 192.0.11.100 (Dartford NMS) | [11 empty] | 192 | 1 | 13 | 22 | 1 | 1 |  |  | ?
Bell Common EVB Switch B | Connect Plus Services (M25) | Ethernet Switch (Layer2) |  |  | Ethernet Switch (Layer2) |  | 10.10.13.24 |  | 255.255.255.0 |  |  |  | 0090E82B56ED |  | Moxa | EDS-405A-MM-SC | […]09987 |  | V2.7 | Out of warranty |  |  | v3.1 |  |  |  | Bell Common |  | Bell Common EVB Switch B | Bell Common Tunnel |  |  |  | MXView, Kiwi (forwarded to Logzilla) and Solarwinds | 192.0.11.100 (Dartford NMS) | 192.0.11.100 (Dartford NMS) | [11 empty] | 10 | 10 | 13 | 24 | 1 | 1 |  |  | ?
Bell Common SCPA2 | Connect Plus Services (M25) | Ethernet Switch (Layer2) |  |  | Ethernet Switch (Layer2) |  | 192.1.13.25 |  | 255.255.255.0 | [5 empty] | Moxa | EDS-405A-MM-SC | […]04385 |  | V2.7 | Out of warranty |  |  | v3.1 |  |  |  | Bell Common |  | Bell Common SCPA2 | Bell Common Tunnel |  |  |  | MXView, Kiwi (forwarded to Logzilla) and Solarwinds | 192.0.11.100 (Dartford NMS) | 192.0.11.100 (Dartford NMS) | [11 empty] | 192 | 1 | 13 | 25 | 1 | 1 |  |  | 1
Bell Common SCPB1 | Connect Plus Services (M25) | Ethernet Switch (Layer2) |  |  | Ethernet Switch (Layer2) |  | 192.1.13.26 |  | 255.255.255.0 | [5 empty] | Moxa | EDS-405A-MM-SC | […]04236 |  | V2.7 | Out of warranty |  |  | v3.1 |  |  |  | Bell Common |  | Bell Common SCPB1 | Bell Common Tunnel |  |  |  | MXView, Kiwi (forwarded to Logzilla) and Solarwinds | 192.0.11.100 (Dartford NMS) | 192.0.11.100 (Dartford NMS) | [11 empty] | 192 | 1 | 13 | 26 | 1 | 1 |  |  | 1
Bell Common WVB Scada Client 1 | Connect Plus Services (M25) | Additional Network Device (Basic) |  |  | Workstation |  | 192.1.13.101 |  | 255.255.255.0 | [10 empty] | Unknown | [6 empty] | Bell Common | [20 empty] | 192 | 1 | 13 | 101 | 1 | 1
Bell Common WVB Switch A | Connect Plus Services (M25) | Ethernet Switch (Layer2) |  |  | Ethernet Switch (Layer2) |  | 192.1.13.21 |  | 255.255.255.0 | [5 empty] | Moxa | PT-7728-F-HV-HV | […]02596 |  | V2.6 | Out of warranty |  |  | v3.1 |  |  |  | Bell Common |  | Bell Common WVB Switch A | Bell Common Tunnel |  |  |  | MXView, Kiwi (forwarded to Logzilla) and Solarwinds | 192.0.11.100 (Dartford NMS) | 192.0.11.100 (Dartford NMS) | [11 empty] | 192 | 1 | 13 | 21 | 1 | 1 |  |  | ?
Bell Common WVB Switch B | Connect Plus Services (M25) | Ethernet Switch (Layer2) |  |  | Ethernet Switch (Layer2) |  | 10.10.13.23 |  | 255.255.255.0 | [5 empty] | Moxa | EDS-405A-MM-SC | […]01361 |  | V2.7 | Out of warranty |  |  | v3.1 |  |  |  | Bell Common |  | Bell Common WVB Switch B | Bell Common Tunnel |  |  |  | MXView, Kiwi (forwarded to Logzilla) and Solarwinds | 192.0.11.100 (Dartford NMS) | 192.0.11.100 (Dartford NMS) | [11 empty] | 10 | 10 | 13 | 23 | 1 | 1 |  |  | ?
Bucknalls Lane Camera #1 | Connect Plus Services (M25) | Additional Network Device (Basic) |  |  | IP Camera |  | 10.3.170.11 |  | 255.255.255.0 | [17 empty] | Bucknalls Lane | [20 empty] | 10 | 3 | 170 | 11 | 1 |  |  | N | 1
Bucknalls Lane Camera #2 | Connect Plus Services (M25) | Additional Network Device (Basic) |  |  | IP Camera |  | 10.3.170.12 |  | 255.255.255.0 | [17 empty] | Bucknalls Lane | [20 empty] | 10 | 3 | 170 | 12 | 1 |  |  | N | 1
Bucknalls Lane PLC | Connect Plus Services (M25) | Additional Network Device (Basic) |  |  | PLC |  | 10.3.170.10 |  | 255.255.255.0 | [17 empty] | Bucknalls Lane | [20 empty] | 10 | 3 | 170 | 10 | 1
CPS Network Management System | Connect Plus Services (M25) | Network Management Station |  |  | Server |  | 192.0.11.100 |  | 255.255.255.0 | 192.0.11.1 |  |  |  |  | Asus | RS300-E9-PS4 | [10 empty] | Dartford Crossing |  |  | West Annexe | First | Rack 2 | [15 empty] | 192 | 0 | 11 | 100 | 1 |  |  |  | 1
Darford Crossing DFF Interfacing CARP (LAN interf.) | Connect Plus Services (M25) | Additional Network Device (Basic) |  |  | Router |  | 10.11.11.20 |  | 255.255.255.0 | [17 empty] | Darford Crossing | [20 empty] | 10 | 11 | 11 | 20 | 1
Darford Crossing DFF Interfacing CARP (WAN interf.) | Connect Plus Services (M25) | Additional Network Device (Basic) |  |  | Router |  | 10.12.12.10 |  | 255.255.255.0 | [17 empty] | Darford Crossing | [20 empty] | 10 | 12 | 12 | 10 | 1
Darford Crossing EEVB Wi-Fi Bridge | Connect Plus Services (M25) | Wireless Access Point |  |  | WAP |  | 20.220.220.35 |  | 255.255.255.0 | 20.220.220.1 |  |  |  |  | Siemens | SCALANCE W786-1PRO |  | 8 | 4.5.8.27.02.2014 | Out of warranty |  |  | V 4.5.8 | 27/02/2014 |  |  | Darford Crossing |  | Darford Crossing EEVB Wi-Fi Bridge | Essex East Vent Building |  |  |  | MXView, Kiwi (forwarded to Logzilla) and Solarwinds | 192.0.11.100 (Dartford NMS) | 192.0.11.100 (Dartford NMS) | [11 empty] | 20 | 220 | 220 | 35 | 1 |  |  |  | 1
Darford Crossing ENWP Wi-Fi Bridge | Connect Plus Services (M25) | Wireless Access Point |  |  | WAP |  | 20.220.220.65 |  | 255.255.255.0 | 20.220.220.1 |  |  |  |  | Siemens | SCALANCE W786-1PRO |  | 8 | 4.5.8.27.02.2014 | Out of warranty |  |  | V 4.5.8 | 27/02/2014 |  |  | Darford Crossing |  | Darford Crossing ENWP Wi-Fi Bridge | Dartford Crossing QEII Bridge |  |  |  | MXView, Kiwi (forwarded to Logzilla) and Solarwinds | 192.0.11.100 (Dartford NMS) | 192.0.11.100 (Dartford NMS) | [11 empty] | 20 | 220 | 220 | 65 | 1 |  |  |  | 1
Darford Crossing OiW Primary Server | Connect Plus Services (M25) | Service Management |  |  | Server |  | 192.3.11.50 |  | 255.255.255.0 | [17 empty] | Darford Crossing | [20 empty] | 192 | 3 | 11 | 50 | 1
Darford Crossing SCADA Server(s) | Connect Plus Services (M25) | Additional Network Device (Basic) |  |  | Server |  | 10.110.110.199 |  | 255.255.255.0 | [17 empty] | Darford Crossing | [20 empty] | 10 | 110 | 110 | 199 | 1
Darford Crossing TOC CARP (LAN interf.) | Connect Plus Services (M25) | Additional Network Device (Basic) |  |  | Virtual Interface |  | 192.0.11.1 |  | 255.255.255.0 | [17 empty] | Darford Crossing | [20 empty] | 192 | 0 | 11 | 1 | 1
Darford Crossing TOC CARP (WAN interf.) | Connect Plus Services (M25) | Additional Network Device (Basic) |  |  | Virtual Interface |  | 10.11.11.10 |  | 255.255.255.0 | [17 empty] | Darford Crossing | [20 empty] | 10 | 11 | 11 | 10 | 1
Darford Crossing TOC Transit CARP (LAN interf.) | Connect Plus Services (M25) | Additional Network Device (Basic) |  |  | Virtual Interface |  | 10.11.11.15 |  | 255.255.255.0 | [17 empty] | Darford Crossing | [20 empty] | 10 | 11 | 11 | 15 | 1
Darford Crossing TOC Transit CARP (WAN interf.) | Connect Plus Services (M25) | Additional Network Device (Basic) |  |  | Virtual Interface |  | 10.10.11.15 |  | 255.255.255.0 | [17 empty] | Darford Crossing | [20 empty] | 10 | 10 | 11 | 15 | 1
Dartford Crossing Admin Switch A | Connect Plus Services (M25) | Ethernet Switch (Layer2) |  |  | Ethernet Switch (Layer2) |  | 192.0.11.21 |  | 255.255.255.0 | 192.0.11.1 |  |  |  |  | Moxa | PT-7828-F-HV-HV | […]04092 | 1.1 | V3.1 build 12092509 | Out of warranty |  |  | v3.1 |  |  |  | Darford Crossing |  | Dartford Crossing Admin Switch A | Dartford Crossing West Annex |  |  |  | MXView, Kiwi (forwarded to Logzilla) and Solarwinds | 192.0.11.100 (Dartford NMS) | 192.0.11.100 (Dartford NMS) | [11 empty] | 192 | 0 | 11 | 21 | 1 |  |  |  | ?
Dartford Crossing Admin Switch B | Connect Plus Services (M25) | Ethernet Switch (Layer2) |  |  | Ethernet Switch (Layer2) |  | 192.0.11.22 |  | 255.255.255.0 | 192.0.11.1 |  |  |  |  | Moxa | PT-7828-F-HV-HV | […]04085 | 1.1 | V3.1 build 12092509 | Out of warranty |  |  | v3.1 |  |  |  | Darford Crossing |  | Dartford Crossing Admin Switch B | Dartford Crossing West Annex |  |  |  | MXView, Kiwi (forwarded to Logzilla) and Solarwinds | 192.0.11.100 (Dartford NMS) | 192.0.11.100 (Dartford NMS) | [11 empty] | 192 | 0 | 11 | 22 | 1 |  |  |  | ?
Dartford Crossing ECC | Connect Plus Services (M25) | Ethernet Switch (Layer2) |  |  | Ethernet Switch (Layer2) |  | 192.0.11.124 |  | 255.255.255.0 | 192.0.11.1 |  |  | 0090E836AACA |  | Moxa | IKS-6728-4GTXSFP-T | […]03157 | 1.1 | V3.1 build 12100114 | Out of warranty |  |  | v3.1 |  |  |  | Darford Crossing |  | Dartford Crossing ECC |  |  |  |  | MXView, Kiwi (forwarded to Logzilla) and Solarwinds | 192.0.11.100 (Dartford NMS) | 192.0.11.100 (Dartford NMS) | [11 empty] | 192 | 0 | 11 | 124 | 1 |  |  |  | 1
Dartford Crossing EEVB | Connect Plus Services (M25) | Ethernet Switch (Layer2) |  |  | Ethernet Switch (Layer2) |  | 192.0.11.126 |  | 255.255.255.0 | 192.0.11.1 |  |  | 0090E836AAC9 |  | Moxa | IKS-6728-4GTXSFP-HV-T | […]03156 | 1.1 | V3.1 build 12100114 | Out of warranty |  |  | v3.1 |  |  |  | Darford Crossing |  | Dartford Crossing EEVB | Dartford Crossing Essex East Vent Building |  |  |  | MXView, Kiwi (forwarded to Logzilla) and Solarwinds | 192.0.11.100 (Dartford NMS) | 192.0.11.100 (Dartford NMS) | [11 empty] | 192 | 0 | 11 | 126 | 1 |  |  |  | 1
Dartford Crossing Electronics | Connect Plus Services (M25) | Ethernet Switch (Layer2) |  |  | Ethernet Switch (Layer2) |  | 10.110.110.20 |  | 255.255.255.0 | [10 empty] | Unknown | [6 empty] | Darford Crossing | [20 empty] | 10 | 110 | 110 | 20 | 1
Dartford Crossing West Annexe | Connect Plus Services (M25) | Ethernet Switch (Layer2) |  |  | Ethernet Switch (Layer2) |  | 10.110.110.20 |  | 255.255.255.0 | [10 empty] | Unknown | [6 empty] | Darford Crossing | [20 empty] | 10 | 110 | 110 | 20 | 1
Dartford Crossing East Annexe | Connect Plus Services (M25) | Ethernet Switch (Layer2) |  |  | Ethernet Switch (Layer2) |  | 10.110.110.20 |  | 255.255.255.0 | [10 empty] | Unknown | [6 empty] | Darford Crossing | [20 empty] | 10 | 110 | 110 | 20 | 1
Dartford Crossing Exchange Room | Connect Plus Services (M25) | Ethernet Switch (Layer2) |  |  | Ethernet Switch (Layer2) |  | 10.110.110.20 |  | 255.255.255.0 | [10 empty] | Unknown | [6 empty] | Darford Crossing | [20 empty] | 10 | 110 | 110 | 20 | 1
Dartford Crossing ENWP | Connect Plus Services (M25) | Ethernet Switch (Layer2) |  |  | Ethernet Switch (Layer2) |  | 192.0.11.129 |  | 255.255.255.0 | 192.0.11.1 |  |  |  |  | Moxa | EDS-510A-1GT2SFP | […]05580 | 1.1 | V3.1 build 12092817 | Out of warranty |  |  | v3.1 |  |  |  | Darford Crossing |  | Dartford Crossing ENWP | Dartford Crossing QEII Bridge |  |  |  | MXView, Kiwi (forwarded to Logzilla) and Solarwinds | 192.0.11.100 (Dartford NMS) | 192.0.11.100 (Dartford NMS) | [11 empty] | 192 | 0 | 11 | 129 | 1 |  |  |  | ?
Dartford Crossing ETPB | Connect Plus Services (M25) | Ethernet Switch (Layer2) |  |  | Ethernet Switch (Layer2) |  | 192.0.11.128 |  | 255.255.255.0 | 192.0.11.1 |  |  | 0090E836AA9D |  | Moxa | IKS-6728-4GTXSFP-HV-T | […]03112 | 1.1 | V3.1 build 12100114 | Out of warranty |  |  | v3.1 |  |  |  | Darford Crossing |  | Dartford Crossing ETPB | Dartford Crossing Essex Tunnel Point Building (Old Marshalling Area) |  |  |  | MXView, Kiwi (forwarded to Logzilla) and Solarwinds | 192.0.11.100 (Dartford NMS) | 192.0.11.100 (Dartford NMS) | [11 empty] | 192 | 0 | 11 | 128 | 1 |  |  |  | 1
Dartford Crossing KEVB SWA | Connect Plus Services (M25) | Ethernet Switch (Layer2) |  |  | Ethernet Switch (Layer2) |  | 192.0.11.122 |  | 255.255.255.0 | 192.0.11.1 |  |  | 0090E836AAA3 |  | Moxa | IKS-6728-4GTXSFP-HV-T | […]03118 | 1.1 | V3.1 build 12100114 | Out of warranty |  |  | v3.1 |  |  |  | Darford Crossing |  | Dartford Crossing KEVB SWA | Dartford Crossing Kent East Vent Building - Cabinet 2 |  |  |  | MXView, Kiwi (forwarded to Logzilla) and Solarwinds | 192.0.11.100 (Dartford NMS) | 192.0.11.100 (Dartford NMS) | [11 empty] | 192 | 0 | 11 | 122 | 1 |  |  |  | 1
Dartford Crossing KEVB SWB | Connect Plus Services (M25) | Ethernet Switch (Layer2) |  |  | Ethernet Switch (Layer2) |  | 192.0.11.123 |  | 255.255.255.0 | 192.0.11.1 |  |  | 0090E836AAAF |  | Moxa | IKS-6728-4GTXSFP-HV-T | […]03130 | 1.1 | V3.1 build 12100114 | Out of warranty |  |  | v3.1 |  |  |  | Darford Crossing |  | Dartford Crossing KEVB SWB | Dartford Crossing Kent East Vent Building - Cabinet 4 |  |  |  | MXView, Kiwi (forwarded to Logzilla) and Solarwinds | 192.0.11.100 (Dartford NMS) | 192.0.11.100 (Dartford NMS) | [11 empty] | 192 | 0 | 11 | 123 | 1 |  |  |  | 1
Dartford Crossing KMA | Connect Plus Services (M25) | Ethernet Switch (Layer2) |  |  | Ethernet Switch (Layer2) |  | 192.0.11.127 |  | 255.255.255.0 | 192.0.11.1 |  |  |  |  | Moxa | EDS-510A-1GT2SFP-T | […]02271 | 1.1 | V3.1 build 12092817 |  |  |  | v3.1 |  |  |  | Darford Crossing |  | Dartford Crossing KMA | Dartford Crossing Kent Marshalling Area (Kent Point Building) |  |  |  | MXView, Kiwi (forwarded to Logzilla) and Solarwinds | 192.0.11.100 (Dartford NMS) | 192.0.11.100 (Dartford NMS) | [11 empty] | 192 | 0 | 11 | 127 | 1 |  |  |  | ?
Dartford Crossing KWVB SWB | Connect Plus Services (M25) | Ethernet Switch (Layer2) |  |  | Ethernet Switch (Layer2) |  | 192.0.11.121 |  | 255.255.255.0 | 192.0.11.1 |  |  | 0090E836AAB1 |  | Moxa | IKS-6728-4GTXSFP-HV-T | […]03132 | 1.1 | V3.1 build 12100114 | Out of warranty |  |  | v3.1 |  |  |  | Darford Crossing |  | Dartford Crossing KWVB SWB | Dartford Crossing Kent West Vent Building |  |  |  | MXView, Kiwi (forwarded to Logzilla) and Solarwinds | 192.0.11.100 (Dartford NMS) | 192.0.11.100 (Dartford NMS) | [11 empty] | 192 | 0 | 11 | 121 | 1 |  |  |  | 1
Dartford Crossing Rem. Acccess Mgmt Appliance | Connect Plus Services (M25) | Core Router advanced firewall service (requires host router) |  |  | Router |  | 10.11.255.253 |  | 255.255.255.0 | [5 empty] | Phoenix Contact | FL MGUARD RS4000TX/TX VPN | 2035301091 |  | 8.8.3 | Yes | [6 empty] | Darford Crossing | [20 empty] | 10 | 11 | 255 | 253 | 1
Dartford Crossing TOC CPM25 Intef. routers IP address (SCADA WAN-facing) | Connect Plus Services (M25) | Additional Network Device (Basic) |  |  | Virtual Interface |  | 192.2.11.7 |  | 255.255.255.0 | [17 empty] | Darford Crossing | [6 empty] | MXView, Kiwi (forwarded to Logzilla) and Solarwinds | Dartford NMS | Dartford NMS | [11 empty] | 192 | 2 | 11 | 7 | 1
Dartford Crossing TOC OiW NRST Gateway | Connect Plus Services (M25) | Core Router advanced firewall service (requires host router) |  |  | Router |  | 10.11.11.2 |  | 255.255.255.0 | [5 empty] | Phoenix Contact | FL MGUARD RS4000TX/TX VPN | 2035301058 |  | 8.8.3 | Yes | [6 empty] | Darford Crossing | [20 empty] | 10 | 11 | 11 | 2 | 1
Dartford Crossing VPN Concentrator | Connect Plus Services (M25) | Core Router advanced firewall service (requires host router) + Core Router VPN concentrator service |  |  | Router |  | 10.11.255.254 |  | 255.255.255.0 | [5 empty] | Phoenix Contact | FL MGUARD RS4000TX/TX VPN | 2035301163 |  | 8.8.3 | Yes | [6 empty] | Darford Crossing | [20 empty] | 10 | 11 | 255 | 254 | 1
Dartfrod Crossing EWVB | Connect Plus Services (M25) | Ethernet Switch (Layer2) |  |  | Ethernet Switch (Layer2) |  | 192.0.11.125 |  | 255.255.255.0 | 192.0.11.1 |  |  | 0090E836AAA9 |  | Moxa | IKS-6728-4GTXSFP-HV-T | […]03124 | 1.1 | V3.1 build 12100114 | out of warranty |  |  | v3.1 |  |  |  | Darford Crossing |  | Dartfrod Crossing EWVB | Dartford Crossing Essex West Vent Building |  |  |  | MXView, Kiwi (forwarded to Logzilla) and Solarwinds | 192.0.11.100 (Dartford NMS) | 192.0.11.100 (Dartford NMS) | [11 empty] | 192 | 0 | 11 | 125 | 1 |  |  |  | 1
Dartfrod Crossing KSEP | Connect Plus Services (M25) | Ethernet Switch (Layer2) |  |  | Ethernet Switch (Layer2) |  | 192.0.11.130 |  | 255.255.255.0 | 192.0.11.1 |  |  | 0090E836AABC |  | Moxa | IKS-6728-4GTXSFP-HV-T | […]03143 | 1.1 | V3.1 build 12100114 | out of warranty |  |  | v3.1 |  |  |  | Darford Crossing |  | Dartfrod Crossing KSEP | Dartford Crossing QEII Bridge |  |  |  | MXView, Kiwi (forwarded to Logzilla) and Solarwinds | 192.0.11.100 (Dartford NMS) | 192.0.11.100 (Dartford NMS) | [11 empty] | 192 | 0 | 11 | 130 | 1 |  |  |  | 1
Dartfrod Crossing KWVB SWA | Connect Plus Services (M25) | Ethernet Switch (Layer2) |  |  | Ethernet Switch (Layer2) |  | 192.0.11.120 |  | 255.255.255.0 | 192.0.11.1 |  |  | 0090E836AAA2 |  | Moxa | IKS-6728-4GTXSFP-HV-T | […]03117 | 1.1 | V3.1 build 12100114 | out of warranty |  |  | v3.1 |  |  |  | Darford Crossing |  |  | Dartford Crossing Kent West Vent Building |  |  |  | MXView, Kiwi (forwarded to Logzilla) and Solarwinds | 192.0.11.100 (Dartford NMS) | 192.0.11.100 (Dartford NMS) | [11 empty] | 192 | 0 | 11 | 120 | 1 |  |  |  | 1
Hatfield CARP (LAN interf.) | Connect Plus Services (M25) | Additional Network Device (Basic) |  |  | Virtual Interface |  | 192.1.14.10 |  | 255.255.255.0 | [17 empty] | Hatfield | [20 empty] | 192 | 1 | 14 | 10 | 1
Hatfield CARP (WAN interf.) | Connect Plus Services (M25) | Additional Network Device (Basic) |  |  | Virtual Interface |  | 10.10.14.10 |  | 255.255.255.0 | [17 empty] | Hatfield | [20 empty] | 10 | 10 | 14 | 10 | 1
Hatfield SCADA Client A (KMC2) | Connect Plus Services (M25) | Additional Network Device (Basic) |  |  | Workstation |  | 192.1.14.101 |  | 255.255.255.0 | [17 empty] | Hatfield | [20 empty] | 192 | 1 | 14 | 101 | 1
Hatfield SCADA Client B (KMC1) | Connect Plus Services (M25) | Additional Network Device (Basic) |  |  | Workstation |  | 192.1.14.102 |  | 255.255.255.0 | [17 empty] | Hatfield | [20 empty] | 192 | 1 | 14 | 102 | 1
Hatfield Switch A | Connect Plus Services (M25) | Ethernet Switch (Layer2) |  |  | Ethernet Switch (Layer2) |  | 192.1.14.21 |  | 255.255.255.0 | [5 empty] | Moxa | PT-7728-F-HV-HV | […]02597 |  | V2.6 | out of warranty |  |  | v3.1 |  |  |  | Hatfield |  | Hatfield Switch A | Hatfield Tunnel |  |  |  | MXView, Kiwi (forwarded to Logzilla) and Solarwinds | 192.0.11.100 (Dartford NMS) | 192.0.11.100 (Dartford NMS) | [11 empty] | 192 | 1 | 14 | 21 | 1 |  |  |  | ?
Hatfield Switch B | Connect Plus Services (M25) | Ethernet Switch (Layer2) |  |  | Ethernet Switch (Layer2) |  | 192.1.14.22 |  | 255.255.255.0 | [5 empty] | Moxa | PT-7728-F-HV-HV | […]02576 |  | V2.6 | out of warranty |  |  | v3.1 |  |  |  | Hatfield |  | Hatfield Switch B | Hatfield Tunnel |  |  |  | MXView, Kiwi (forwarded to Logzilla) and Solarwinds | 192.0.11.100 (Dartford NMS) | 192.0.11.100 (Dartford NMS) | [11 empty] | 192 | 1 | 14 | 22 | 1 |  |  |  | ?
Holmesdale CARP (LAN interf.) | Connect Plus Services (M25) | Additional Network Device (Basic) |  |  | Virtual Interface |  | 192.1.12.10 |  | 255.255.255.0 | [17 empty] | Holmesdale | [20 empty] | 192 | 1 | 12 | 10 | 1
Holmesdale CARP (WAN interf.) | Connect Plus Services (M25) | Additional Network Device (Basic) |  |  | Virtual Interface |  | 10.10.12.10 |  | 255.255.255.0 | [17 empty] | Holmesdale | [20 empty] | 10 | 10 | 12 | 10 | 1
Holmesdale SCADA Active Client | Connect Plus Services (M25) | Additional Network Device (Basic) |  |  | Workstation |  | 192.1.12.101 |  | 255.255.255.0 | [17 empty] | Holmesdale | [20 empty] | 192 | 1 | 12 | 101 | 1
Holmesdale Switch A | Connect Plus Services (M25) | Ethernet Switch (Layer2) |  |  | Ethernet Switch (Layer2) |  | 192.1.12.21 |  | 255.255.255.0 | [5 empty] | Moxa | PT-7728-F-HV-HV | […]07843 |  | V2.6 | out of warranty |  |  | v3.1 |  |  |  | Holmesdale |  | Holmesdale Switch A | Holmesdale Tunnel |  |  |  | MXView, Kiwi (forwarded to Logzilla) and Solarwinds | 192.0.11.100 (Dartford NMS) | 192.0.11.100 (Dartford NMS) | [11 empty] | 192 | 1 | 12 | 21 | 1 |  |  |  | 1
Holmesdale Switch B | Connect Plus Services (M25) | Ethernet Switch (Layer2) |  |  | Ethernet Switch (Layer2) |  | 192.1.12.22 |  | 255.255.255.0 | [5 empty] | Moxa | PT-7728-F-HV-HV | […]07827 |  | V2.6 | out of warranty |  |  | v3.1 |  |  |  | Holmesdale |  | Holmesdale Switch B | Holmesdale Tunnel |  |  |  | MXView, Kiwi (forwarded to Logzilla) and Solarwinds | 192.0.11.100 (Dartford NMS) | 192.0.11.100 (Dartford NMS) | [11 empty] | 192 | 1 | 12 | 22 | 1 |  |  |  | 1
IT4Automation Office M25 VPN Client | Connect Plus Services (M25) | VPN Client (Hardware dongle or Software) |  |  | Router |  | 192.168.20.246 |  | 255.255.255.0 | [5 empty] | Phoenix Contact (Innonimate) | FL MGUARD RS2000 TX/TX VPN | [10 empty] | IT4Automation | [20 empty] | 192 | 168 | 20 | 246 | 1
Junction 21 Pump Station | Connect Plus Services (M25) | Additional Network Device (Basic) |  |  | PLC |  | 10.2.200.43 |  | 255.255.255.0 | [17 empty] | M25 Junction 21 |  |  | Junction 21 | M25 | [16 empty] | 10 | 2 | 200 | 43 | 1
M4 Spur PLC | Connect Plus Services (M25) | Additional Network Device (Basic) |  |  | PLC |  | 192.168.21.10 |  | 255.255.255.0 | [17 empty] | M4 Spur |  |  | M4 Spur | M25 | [16 empty] | 192 | 168 | 21 | 10 | 1
M4 Spur VPN Client | Connect Plus Services (M25) | Additional Network Device (Basic) |  |  | Router |  | 192.168.21.1 |  | 255.255.255.0 | [17 empty] | M4 Spur |  |  | M4 Spur | M25 | [16 empty] | 192 | 168 | 21 | 1 | 1
M4 Spur Internet Router | Connect Plus Services (M25) | Additional Network Device (Basic) |  |  | Router |  | 192.1.21.1 |  | 255.255.255.0 |  |  |  |  | 81.133.0.237 | [12 empty] | M4 Spur |  |  | M4 Spur | M25 | [16 empty] | 192 | 1 | 21 | 1 | 1 |  |  |  | 1
Outfall 2 PSV | Connect Plus Services (M25) | Additional Network Device (Basic) |  |  | PLC |  | 10.2.200.106 |  | 255.255.255.0 | [17 empty] | Outfall PSV |  | MP 123/7B | Outfall 2 PSV (Outfall 102 PSV) | M25 | [16 empty] | 10 | 2 | 200 | 106 | 1 | 1 |  |  | 1
Outfall 131 PSV | Connect Plus Services (M25) | Additional Network Device (Basic) |  |  | PLC |  | 10.2.200.138 |  | 255.255.255.0 | [17 empty] | Outfall PSV |  |  | Outfall 131 PSV | M25 | CH 34+769 | [15 empty] | 10 | 2 | 200 | 138 | 1 | 1 |  |  | 1
Outfall 133 PSV | Connect Plus Services (M25) | Additional Network Device (Basic) |  |  | PLC |  | 10.2.200.154 |  | 255.255.255.0 | [17 empty] | Outfall PSV |  |  | Outfall 133 PSV (Outfall 133.2 PSV) | M25 | CH 35+675 | [15 empty] | 10 | 2 | 200 | 154 | 1 | 1 |  |  | 1
Outfall 135A PSV | Connect Plus Services (M25) | Additional Network Device (Basic) |  |  | PLC |  | 10.2.200.186 |  | 255.255.255.0 | [17 empty] | Outfall PSV |  |  | Outfall 135A PSV | M25 | CH 35+994 | [15 empty] | 10 | 2 | 200 | 186 | 1 | 1 |  |  | 1
Outfall 135B PSV | Connect Plus Services (M25) | Additional Network Device (Basic) |  |  | PLC |  | 10.2.200.170 |  | 255.255.255.0 | [17 empty] | Outfall PSV |  | MP 132/2A | Outfall 135B PSV | M25 | CH 33+864 | [15 empty] | 10 | 2 | 200 | 170 | 1 | 1 |  |  | 1
Outfall 49B PSV | Connect Plus Services (M25) | Additional Network Device (Basic) |  |  | PLC |  | 10.3.168.90 |  | 255.255.255.0 | [17 empty] | Outfall PSV |  | MP 112/7B | Outfall 49B PSV | M25 | [16 empty] | 10 | 3 | 168 | 90 | 1 | 1 |  |  | 1
Outfall 51 PSV | Connect Plus Services (M25) | Additional Network Device (Basic) |  |  | PLC |  | 10.3.168.106 |  | 255.255.255.0 | [17 empty] | Outfall PSV |  | MP 112/9A | Outfall 51 PSV | M25 | [16 empty] | 10 | 3 | 168 | 106 | 1 | 1 |  |  | 1
Outfall 52 PSV | Connect Plus Services (M25) | Additional Network Device (Basic) |  |  | PLC |  | 10.3.168.98 |  | 255.255.255.0 | [17 empty] | Outfall PSV |  | MP 113/2A | Outfall 52 PSV | M25 | [16 empty] | 10 | 3 | 168 | 98 | 1 | 1 |  |  | 1
Outfall 53 PSV | Connect Plus Services (M25) | Additional Network Device (Basic) |  |  | PLC |  | 10.3.168.114 |  | 255.255.255.0 | [17 empty] | Outfall PSV |  | MP 113/2B | Outfall 53 PSV | M25 | [16 empty] | 10 | 3 | 168 | 114 | 1 | 1 |  |  | 1
Outfall 55 PSV | Connect Plus Services (M25) | Additional Network Device (Basic) |  |  | PLC |  | 10.3.168.122 | [19 empty] | Outfall PSV |  | MP 113/5B | Outfall 55 PSV | M25 | [16 empty] | 10 | 3 | 168 | 122 | 1 | 1 |  |  | 1
Outfall 56 PSV | Connect Plus Services (M25) | Additional Network Device (Basic) |  |  | PLC |  | 10.3.168.130 | [19 empty] | Outfall PSV |  | MP 113/5B | Outfall 56 PSV | M25 | CHWD T.S to LNOR T.S. | [15 empty] | 10 | 3 | 168 | 130 | 1 | 1 |  |  | 1
Outfall 62 PSV | Connect Plus Services (M25) | Additional Network Device (Basic) |  |  | PLC |  | 10.3.168.138 | [19 empty] | Outfall PSV |  | MP 113/7A | Outfall 62 PSV | M25 | [16 empty] | 10 | 3 | 168 | 138 | 1 | 1 |  |  | 1
Outfall 63 PSV | Connect Plus Services (M25) | Additional Network Device (Basic) |  |  | PLC |  | 10.3.168.146 | [19 empty] | Outfall PSV |  | MP 115/5B | Outfall 63 PSV | M25 | [16 empty] | 10 | 3 | 168 | 146 | 1 | 1 |  |  | 1
Outfall 64 PSV | Connect Plus Services (M25) | Additional Network Device (Basic) |  |  | PLC |  | 10.3.168.154 | [19 empty] | Outfall PSV |  | MP 116/4B | Outfall 64 PSV | M25 | [16 empty] | 10 | 3 | 168 | 154 | 1 | 1 |  |  | 1
Outfall 64B PSV | Connect Plus Services (M25) | Additional Network Device (Basic) |  |  | PLC |  | 10.3.168.162 | [19 empty] | Outfall PSV |  | MP 117/3B | Outfall 64B PSV | M25 | [16 empty] | 10 | 3 | 168 | 162 | 1 | 1 |  |  | 1
Outfall 69 PSV | Connect Plus Services (M25) | Additional Network Device (Basic) |  |  | PLC |  | 10.3.180.10 | [19 empty] | Outfall PSV |  | MP 116/8A | Outfall 69 PSV | M25 | [16 empty] | 10 | 3 | 180 | 10 | 1 | 1 |  |  | 1
Outfall 69A PSV | Connect Plus Services (M25) | Additional Network Device (Basic) |  |  | PLC |  | 10.3.180.26 | [19 empty] | Outfall PSV |  | MP 117/0A | Outfall 69A PSV | M25 | [16 empty] | 10 | 3 | 180 | 26 | 1 | 1 |  |  | 1
Outfall 69D PSV | Connect Plus Services (M25) | Additional Network Device (Basic) |  |  | PLC |  | 10.3.180.42 | [19 empty] | Outfall PSV |  | MP 117/6B | Outfall 69D PSV | M25 | [16 empty] | 10 | 3 | 180 | 42 | 1 | 1 |  |  | 1
Outfall 69E PSV | Connect Plus Services (M25) | Additional Network Device (Basic) |  |  | PLC |  | 10.3.180.58 | [19 empty] | Outfall PSV |  | MP 117/6A | Outfall 69E PSV | M25 | [16 empty] | 10 | 3 | 180 | 58 | 1 | 1 |  |  | 1
Outfall 82 PSV | Connect Plus Services (M25) | Additional Network Device (Basic) |  |  | PLC |  | 10.3.180.74 | [19 empty] | Outfall PSV |  | MP 122/6B | Outfall 82 PSV | M25 | [16 empty] | 10 | 3 | 180 | 74 | 1 | 1 |  |  | 1
Outfall 84 PSV | Connect Plus Services (M25) | Additional Network Device (Basic) |  |  | PLC |  | 10.3.180.90 | [19 empty] | Outfall PSV |  | MP 122/7B | Outfall 84 PSV | M25 | [16 empty] | 10 | 3 | 180 | 90 | 1 | 1 |  |  | 1
Outfall 90 PSV | Connect Plus Services (M25) | Additional Network Device (Basic) |  |  | PLC |  | 10.2.200.42 | [19 empty] | Outfall PSV |  | MP 122/9B | Outfall 90 PSV | M25 | [16 empty] | 10 | 2 | 200 | 42 | 1 | 1 |  |  | 1
Outfall 94 PSV | Connect Plus Services (M25) | Additional Network Device (Basic) |  |  | PLC |  | 10.2.200.58 | [19 empty] | Outfall PSV |  | MP 123/0B | Outfall 94 PSV | M25 | [16 empty] | 10 | 2 | 200 | 58 | 1 | 1 |  |  | 1
Outfall 97 PSV | Connect Plus Services (M25) | Additional Network Device (Basic) |  |  | PLC |  | 10.2.200.74 | [19 empty] | Outfall PSV |  | MP 123/2B | Outfall 97 PSV | M25 | [16 empty] | 10 | 2 | 200 | 74 | 1 | 1 |  |  | 1
Outfall 98 PSV | Connect Plus Services (M25) | Additional Network Device (Basic) |  |  | PLC |  | 10.2.200.90 | [19 empty] | Outfall PSV |  | MP 123/5L | Outfall 98 PSV | M25 | [16 empty] | 10 | 2 | 200 | 90 | 1 | 1 |  |  | 1
Outfall P4 PSV | Connect Plus Services (M25) | Additional Network Device (Basic) |  |  | PLC |  | 10.3.174.10 | [19 empty] | Outfall PSV |  | MP 107/6B | Outfall P4 PSV | M25 | DENH T.S. to CHWD T.S | [15 empty] | 10 | 3 | 174 | 10 | 1 | 1 |  |  | 1
Outfall P46 PSV | Connect Plus Services (M25) | Additional Network Device (Basic) |  |  | PLC |  | 10.3.174.42 | [19 empty] | Outfall PSV |  |  | Outfall P46 PSV | M25 | [16 empty] | 10 | 3 | 174 | 42 | 1 | 1 |  |  | 1
Outfall P47 | Connect Plus Services (M25) | Additional Network Device (Basic) |  |  | PLC |  | 10.3.174.90 | [19 empty] | Outfall PSV |  | MP 111/8B | Outfall P47 | M25 | [16 empty] | 10 | 3 | 174 | 90 | 1 | 1 |  |  | 1
Outfall P47 | Connect Plus Services (M25) | Additional Network Device (Basic) |  |  | PLC |  | 10.3.174.91 | [19 empty] | Outfall PSV |  |  | Outfall P47 | M25 | [16 empty] | 10 | 3 | 174 | 91 | 1 | 1 |  |  | 1
Outfall P47A PSV | Connect Plus Services (M25) | Additional Network Device (Basic) |  |  | PLC |  | 10.3.174.58 | [19 empty] | Outfall PSV |  |  | Outfall P47A PSV | M25 | [16 empty] | 10 | 3 | 174 | 58 | 1 | 1 |  |  | 1
Outfall P47B PSV | Connect Plus Services (M25) | Additional Network Device (Basic) |  |  | PLC |  | 10.3.174.74 | [19 empty] | Outfall PSV |  |  | Outfall P47B PSV | M25 | [16 empty] | 10 | 3 | 174 | 74 | 1 | 1 |  |  | 1
Outfall P47D PSV | Connect Plus Services (M25) | Additional Network Device (Basic) |  |  | PLC |  | 10.3.174.106 | [19 empty] | Outfall PSV |  |  | Outfall P47D PSV | M25 | [16 empty] | 10 | 3 | 174 | 106 | 1 | 1 |  |  | 1
Outfall P48 PSV | Connect Plus Services (M25) | Additional Network Device (Basic) |  |  | PLC |  | 10.3.174.107 | [19 empty] | Outfall PSV |  |  | Outfall P48 PSV | M25 | [16 empty] | 10 | 3 | 174 | 107 | 1 | 1 |  |  | 1
Outfall P5 PSV | Connect Plus Services (M25) | Additional Network Device (Basic) |  |  | PLC |  | 10.3.174.26 | [19 empty] | Outfall PSV |  |  | Outfall P5 PSV | M25 | [16 empty] | 10 | 3 | 174 | 26 | 1 | 1 |  |  | 1
Remote Tunnels SCADA Monitoring PC1 | Connect Plus Services (M25) | Additional Network Device (Basic) |  |  | Workstation |  | 192.1.11.51 | [19 empty] | Rem | [20 empty] | 192 | 1 | 11 | 51 | 1
Remote Tunnels SCADA Monitoring PC2 | Connect Plus Services (M25) | Additional Network Device (Basic) |  |  | Workstation |  | 192.1.11.52 | [19 empty] | Rem | [20 empty] | 192 | 1 | 11 | 52 | 1
Remote Tunnels SCADA Monitoring PC3 | Connect Plus Services (M25) | Additional Network Device (Basic) |  |  | Workstation |  | 192.1.11.53 | [19 empty] | Rem | [20 empty] | 192 | 1 | 11 | 53 | 1
South Mimms NOC CARP (LAN interf.) | Connect Plus Services (M25) | Additional Network Device (Basic) |  |  | Virtual Interface |  | 192.2.10.1 | [19 empty] | South Mimms |  | NOC | [18 empty] | 192 | 2 | 10 | 1 | 1
South Mimms NOC CARP (WAN interf.) | Connect Plus Services (M25) | Additional Network Device (Basic) |  |  | Virtual Interface |  | 10.10.10.10 | [19 empty] | South Mimms |  | NOC | [18 empty] | 10 | 10 | 10 | 10 | 1
Dartford Crossing TOC CPM25 Intef. routers IP address (SCADA WAN-facing) | Connect Plus Services (M25) | Additional Network Device (Basic) |  |  | Virtual Interface |  | 192.2.10.7 | [19 empty] | South Mimms |  | NOC | [18 empty] | 192 | 2 | 10 | 7 | 1
South Mimms NOC OiW NRST Gateway | Connect Plus Services (M25) | Core Router advanced firewall service (requires host router) |  |  | Router |  | 10.10.10.2 | [7 empty] | Phoenix Contact | FL MGUARD RS4000TX/TX VPN | 2035301173 |  | 8.8.3 | Yes | [6 empty] | South Mimms |  | NOC | [18 empty] | 10 | 10 | 10 | 2 | 1
South Mimms NOC Switch A | Connect Plus Services (M25) | Ethernet Switch (Layer2) |  |  | Ethernet Switch (Layer2) |  | 10.10.10.21 | [7 empty] | Moxa | PT-7728-F-HV-HV | […]07834 | 1.1 | V3.1 build 12092509 | out of warranty |  |  | v3.1 |  |  |  | South Mimms |  | NOC | South Mimms NOC |  |  |  | MXView, Kiwi (forwarded to Logzilla) and Solarwinds | 192.0.11.100 (Dartford NMS) | 192.0.11.100 (Dartford NMS) | [11 empty] | 10 | 10 | 10 | 21 | 1 |  |  |  | 1
South Mimms NOC Switch B | Connect Plus Services (M25) | Ethernet Switch (Layer2) |  |  | Ethernet Switch (Layer2) |  | 10.10.10.22 | [7 empty] | Moxa | PT-7728-F-HV-HV | […]07857 | 1.1 | V3.1 build 12092509 | out of warranty |  |  | v3.1 |  |  |  | South Mimms |  | NOC | South Mimms NOC |  |  |  | MXView, Kiwi (forwarded to Logzilla) and Solarwinds | 192.0.11.100 (Dartford NMS) | 192.0.11.100 (Dartford NMS) | [11 empty] | 10 | 10 | 10 | 22 | 1 |  |  |  | 1
SSL Remote Access Hosting PC | Connect Plus Services (M25) | User PC / Laptop |  |  | Workstation |  | 10.12.12.100 | [19 empty] | SSL Rem |  |  | SSL Rem. Access Hosting PC |  |  |  | MXView, Kiwi (forwarded to Logzilla) and Solarwinds | Dartford NMS | Dartford NMS | [11 empty] | 10 | 12 | 12 | 100 | 1
Maintenance Spare | Connect Plus Services (M25) | Ethernet Switch (Layer2) |  |  | Ethernet Switch (Layer2) |  | N/A | [5 empty] | 0090E8146C27 |  | Moxa | PT-7728-F-HV-HV | […]07434 |  | V2.6 |  |  |  | V2.6 |  |  |  | Darford Crossing |  | Dartford Stores | Dartford Stores | [21 empty] | 1 |  |  |  | ?
Maintenance Spare | Connect Plus Services (M25) | Ethernet Switch (Layer2) |  |  | Ethernet Switch (Layer2) |  | N/A | [5 empty] | 0090E836AAA4 |  | Moxa | IKS-6728-4GTXSFP-HV-T | TACBD1023119 | 1.1 | V3.1 build 12100114 |  |  |  | v3.1 |  |  |  | Darford Crossing |  | Dartford Stores | Dartford Stores | [21 empty] | 1 |  |  |  | 1
Maintenance Spare | Connect Plus Services (M25) | Ethernet Switch (Layer2) |  |  | Ethernet Switch (Layer2) |  | N/A | [5 empty] | 0090E836AACC |  | Moxa | IKS-6728-4GTXSFP-HV-T | […]03159 | 1.1 | V3.1 build 12100114 | [7 empty] | Darford Crossing |  | Dartford Stores | Dartford Stores | [21 empty] | 1 |  |  |  | 1
Maintenance Spare | Connect Plus Services (M25) | Ethernet Switch (Layer2) |  |  | Ethernet Switch (Layer2) |  | N/A | [5 empty] | 0090E8232D6C |  | Moxa | PT-7728-F-HV-HV | […]03633 |  | V2.6 | [7 empty] | Darford Crossing |  | Dartford Stores | Dartford Stores | [21 empty] | 1 |  |  |  | 1
AIS Portable VPN Client | Connect Plus Services (M25) | VPN Client (Hardware dongle or Software) |  |  | Router |  | 192.1.32.1 |  | 255.255.255.252 | [5 empty] | Phoenix Contact (Innonimate) | mGuard smart2 VPN | 2032994431 |  | 7.6.8 (TBC) | [7 empty] | AIS (Brian Kelly) |  |  | AIS (Brian Kelly) | [16 empty] | Normally offline (used when needed) | 192 | 1 | 32 | 1 | 1 |  |  |  | 1
MacH VPN Client | Connect Plus Services (M25) | VPN Client (Hardware dongle or Software) |  |  | Router |  | 192.1.25.1 |  | 255.255.255.252 | [5 empty] | Phoenix Contact (Innonimate) | mGuard smart VPN | Unknown |  | Unknown | [7 empty] | MacDonald Humpfrey (Automation) (Geoff Nute) |  |  | MacDonald Humpfrey (Automation) (Geoff Nute) | [16 empty] | No longer in use (maintenance agreement ran out) | 192 | 1 | 25 | 1 | 1 |  |  |  | 1
CPS1 VPN Client | Connect Plus Services (M25) | VPN Client (Hardware dongle or Software) |  |  | Router |  | 192.1.16.1 |  | 255.255.255.252 | [5 empty] | Phoenix Contact (Innonimate) | mGuard smart VPN | 2X2000010 |  | 7.6.8 | [7 empty] | IT4A |  |  | IT4A Office (not yet deployed) | [16 empty] | Normally offline (used when needed) | 192 | 1 | 16 | 1 | 1 |  |  |  | 1
CPS2 VPN Client | Connect Plus Services (M25) | VPN Client (Hardware dongle or Software) |  |  | Router |  | 192.1.16.2 |  | 255.255.255.252 | [5 empty] | Phoenix Contact (Innonimate) | mGuard smart2 VPN | 2031850734 |  | 7.6.8 | [7 empty] | IT4A |  |  | IT4A Office (not yet deployed) | [16 empty] | Normally offline (used when needed) | 192 | 1 | 16 | 2 | 1 |  |  |  | 1
CPS3 VPN Client | Connect Plus Services (M25) | VPN Client (Hardware dongle or Software) |  |  | Router |  | 192.1.16.3 |  | 255.255.255.252 | [5 empty] | Phoenix Contact (Innonimate) | mGuard smart2 VPN | 2031850636 |  | 7.6.8 | [7 empty] | IT4A |  |  | IT4A Office (not yet deployed) | [16 empty] | Normally offline (used when needed) | 192 | 1 | 16 | 3 | 1 |  |  |  | 1
CPS4 VPN Client | Connect Plus Services (M25) | VPN Client (Hardware dongle or Software) |  |  | Router |  | 192.1.16.4 |  | 255.255.255.252 | [5 empty] | Phoenix Contact (Innonimate) | mGuard smart2 VPN | 2031850716 |  | 7.6.8 | [7 empty] | IT4A |  |  | IT4A Office (not yet deployed) | [16 empty] | Normally offline (used when needed) | 192 | 1 | 16 | 4 | 1 |  |  |  | 1
COWI UK VPN Client | Connect Plus Services (M25) | VPN Client (Hardware dongle or Software) |  |  | Router |  | 192.1.33.1 |  | 255.255.255.252 | [5 empty] | Phoenix Contact (Innonimate) | mGuard smart2 VPN | 2031850736 |  | 7.6.8 | [7 empty] | COWI UK (Richard Hollamby) |  |  | COWI UK (Richard Hollamby) | [16 empty] | Normally offline (used when needed), former “CPS5 VPN Client” | 192 | 1 | 33 | 1 | 1 |  |  |  | 1
PDS VPN Client | Connect Plus Services (M25) | VPN Client (Hardware dongle or Software) |  |  | Router |  | 192.1.30.1 |  | 255.255.255.252 | [5 empty] | Phoenix Contact (Innonimate) | mGuard smart VPN | Unknown |  | 7.6.8 (TBC) | [7 empty] | PDS Office (Carl Bagshaw) |  |  | PDS Office (Carl Bagshaw) | [16 empty] | Normally offline (used when needed) | 192 | 1 | 30 | 1 | 1 |  |  |  | 1
[52 empty] | 138 | 48 | 0 | 0 | 86
Hindhead Tunnel VPN Concertrator (HH-RA-D-1001) | Kier (Hindhead Tunnel) | Core Router advanced firewall service (requires host router) + Core Router VPN concentrator service |  |  | Router |  | 192.168.203.1 |  | 255.255.255.252 |  |  |  |  | 10.18.209.249 | Phoenix Contact (Innonimate) | mGuard RS4000 TX/TX | 2032793646 | 00003100 | 8.3.1 Default | [7 empty] | Hindhead Tunnel |  | HHT Rack 8K | Comms Room | Ground | Rack 8K | Hindhead NMS | MXView, Kiwi (forwarded to Logzilla) and Solarwinds | Hindhead NMS | Hindhead NMS | [11 empty] | 192 | 168 | 203 | 1 | 1 |  |  |  | 1
RAS MOXA SWITCH (HH-RA-D-1002) | Kier (Hindhead Tunnel) | Ethernet Switch (Layer2) |  |  | Ethernet Switch (Layer2) |  | 192.168.203.4 |  | 255.255.255.252 | [5 empty] | Moxa | Moxa EDS-408A | [10 empty] | Hindhead Tunnel |  | HHT Rack 8K | Comms Room | Ground | Rack 8K |  |  | Hindhead NMS | Hindhead NMS | [11 empty] | 192 | 168 | 203 | 4 | 1
RAS MOXA SWITCH (HH-RA-D-1003) | Kier (Hindhead Tunnel) | Core Router advanced firewall service (requires host router) |  |  | Router |  | 192.168.211.1 |  | 255.255.255.252 | [5 empty] | Phoenix Contact (Innonimate) | mGuard RS4000 TX/TX | 2032497689 | 00003100 | 8.3.1 Default | [7 empty] | Hindhead Tunnel |  | HHT Rack 8K | Comms Room | Ground | Rack 8K | Navtech VM | MXView, Kiwi (forwarded to Logzilla) and Solarwinds | Hindhead NMS | Hindhead NMS | [11 empty] | 192 | 168 | 211 | 1 | 1 |  |  |  | 1
PDS LAN Firewall (HH-RA-D-1004) | Kier (Hindhead Tunnel) | Core Router advanced firewall service (requires host router) |  |  | Router |  | 192.168.212.1 |  | 255.255.255.252 | [5 empty] | Phoenix Contact (Innonimate) | mGuard RS4000 TX/TX | 2032497691 | 00003100 | 8.3.1 Default | [7 empty] | Hindhead Tunnel |  | HHT Rack 8K | Comms Room | Ground | Rack 8K | PDS VM | MXView, Kiwi (forwarded to Logzilla) and Solarwinds | Hindhead NMS | Hindhead NMS | [11 empty] | 192 | 168 | 212 | 1 | 1 |  |  |  | 1
RAS Server / ESXi Host (HH-RA-D-1005) | Kier (Hindhead Tunnel) | Network Management Station & Managed Workstation (x2) & Virtual Hosts (Platform and up to 5 instances) |  |  | Server |  | 192.168.203.2 |  | 255.255.255.252 | [5 empty] | Asus | ASUS RS300-E9-PS4 | [10 empty] | Hindhead Tunnel |  | HHT Rack 8K | Comms Room | Ground | Rack 8K | [15 empty] | 192 | 168 | 203 | 2 | 1 |  |  |  | 1
RAS Monitoring PC (HH-RA-D-1006) | Kier (Hindhead Tunnel) | Managed Workstation |  |  | Workstation |  | 192.168.203.5 |  | 255.255.255.252 | [17 empty] | Hindhead Tunnel |  | HHT Rack 8K | Comms Room | Ground | Rack 8K |  |  | Hindhead NMS | Hindhead NMS | [15 empty] | 1
N/A (spare unit) | Kier (Hindhead Tunnel) | Network Management Station & Managed Workstation (x2) & Virtual Hosts (Platform and up to 5 instances) |  |  | Server | [9 empty] | Asus | ASUS RS300-E9-PS4 | 0143445 | [9 empty] | IT4A |  | Project Room | Project Room | Ground | Rack 2 | [19 empty] | 1 |  |  |  | 1
[52 empty] | 7 | 0 | 0 | 0 | 5
LO/ELLP-NPORT-001 Serial Dev. Srvr. | London Overground / Cleshar (initially Kollmorgen) | Additional Network Device (Standard) | n |  | Serial device server |  | 10.167.200.2 |  | 255.255.255.248 | 10.167.200.1 |  |  | 0090E8435995 |  | Moxa | NPort 5110 | TADFC1054321 |  |  | In Warranty | [6 empty] | Dalston SME- East Platform 3/4 | [20 empty] | 10 | 167 | 200 | 2 | 1 |  |  |  | 1
LO/ELLP-NPORT-002 Serial Dev. Srvr. | London Overground / Cleshar (initially Kollmorgen) | Additional Network Device (Standard) | n |  | Serial device server |  | 10.167.200.10 |  | 255.255.255.248 | 10.167.200.9 |  |  | 0090E84359B3 |  | Moxa | NPort 5110 | TADFC1054351 |  |  | In warranty | [6 empty] | Dalston SME- West Platform 1/2 | [20 empty] | 10 | 167 | 200 | 10 | 1 |  |  |  | 1
LO/ELLP-NPORT-003 Serial Dev. Srvr. | London Overground / Cleshar (initially Kollmorgen) | Additional Network Device (Standard) |  |  | Serial device server |  | 10.167.200.18 |  | 255.255.255.248 | 10.167.200.17 |  |  | 0090E84359B4 |  | Moxa | NPort 5110 | TADFC1054352 |  |  | In Warranty | [6 empty] | Dalston SME- Concourse | [20 empty] | 10 | 167 | 200 | 18 | 1 |  |  |  | 1
LO/ELLP-NPORT-04 Serial Dev. Srvr. | London Overground / Cleshar (initially Kollmorgen) | Additional Network Device (Standard) | n |  | Serial device server |  | 10.167.200.26 |  | 255.255.255.248 | 10.167.200.25 |  |  | 0090E8435982 |  | Moxa | NPort 5110 | TADFC1054302 |  |  | In warranty | [6 empty] | Haggerston East Platform | [20 empty] | 10 | 167 | 200 | 26 | 1 |  |  |  | 1
LO/ELLP-NPORT-005 Serial Dev. Srvr. | London Overground / Cleshar (initially Kollmorgen) | Additional Network Device (Standard) | n |  | Serial device server |  | 10.167.200.34 |  | 255.255.255.248 | 10.167.200.33 |  |  | 0090E843596F |  | Moxa | NPort 5110 | TADFC1054283 |  |  | In Warranty | [6 empty] | Haggerston West Platform | [20 empty] | 10 | 167 | 200 | 34 | 1 |  |  |  | 1
LO/ELLP-NPORT-006 Serial Dev. Srvr. | London Overground / Cleshar (initially Kollmorgen) | Additional Network Device (Standard) |  |  | Serial device server |  | 10.167.200.42 |  | 255.255.255.248 | 10.167.200.41 |  |  | 0090E8441666 |  | Moxa | NPort 5110 | TADGB1061641 |  |  | In warranty | [6 empty] | Hoxton East | [20 empty] | 10 | 167 | 200 | 42 | 1 |  |  |  | 1
LO/ELLP-NPORT-007 Serial Dev. Srvr. | London Overground / Cleshar (initially Kollmorgen) | Additional Network Device (Standard) | n |  | Serial device server |  | 10.167.200.50 |  | 255.255.255.248 | 10.167.200.49 |  |  | 0090E84359AO |  | Moxa | NPort 5110 | TADFC1054332 |  |  | In Warranty | [6 empty] | Hoxton West | [20 empty] | 10 | 167 | 200 | 50 | 1 |  |  |  | 1
LO/ELLP-NPORT-008 Serial Dev. Srvr. | London Overground / Cleshar (initially Kollmorgen) | Additional Network Device (Standard) | n |  | Serial device server |  | 10.167.200.58 |  | 255.255.255.248 | 10.167.200.57 |  |  | 0090E843598C |  | Moxa | NPort 5110 | TADFC1054312 |  |  | In warranty | [6 empty] | Shoreditch Concourse North | [20 empty] | 10 | 167 | 200 | 58 | 1 |  |  |  | 1
LO/ELLP-NPORT-009 Serial Dev. Srvr. | London Overground / Cleshar (initially Kollmorgen) | Additional Network Device (Standard) | n |  | Serial device server |  | 10.167.200.66 |  | 255.255.255.248 | 10.167.200.65 |  |  | 0090E84359B1 |  | Moxa | NPort 5110 | TADFC1054349 |  |  | In Warranty | [6 empty] | Shoreditch Concourse South | [20 empty] | 10 | 167 | 200 | 66 | 1 |  |  |  | 1
LO/ELLP-NPORT-010 Serial Dev. Srvr. | London Overground / Cleshar (initially Kollmorgen) | Additional Network Device (Standard) | n |  | Serial device server |  | 10.167.200.74 |  | 255.255.255.248 | 10.167.200.73 |  |  | 0090E843596E |  | Moxa | NPort 5110 | TADFC1054282 |  |  | In warranty | [6 empty] | SME Shoreditch North | [20 empty] | 10 | 167 | 200 | 74 | 1 |  |  |  | 1
LO/ELLP-NPORT-011 Serial Dev. Srvr. | London Overground / Cleshar (initially Kollmorgen) | Additional Network Device (Standard) |  |  | Serial device server |  | 10.167.200.82 |  | 255.255.255.248 | 10.167.200.81 |  |  | 0090E84359A9 |  | Moxa | NPort 5110 | TADFC1054341 |  |  | In Warranty | [6 empty] | SME Shoreditch South | [20 empty] | 10 | 167 | 200 | 82 | 1 |  |  |  | 1
LO/ELLP-NPORT-012 Serial Dev. Srvr. | London Overground / Cleshar (initially Kollmorgen) | Additional Network Device (Standard) | n |  | Serial device server |  | 10.167.200.90 |  | 255.255.255.248 | 10.167.200.89 |  |  | 0090E84359E8 |  | Moxa | NPort 5110 | TADFC1054404 |  |  | In warranty | [6 empty] | OBC Depot | [20 empty] | 10 | 167 | 200 | 90 | 1 |  |  |  | 1
LO/ELLP-NPORT-013 Serial Dev. Srvr. | London Overground / Cleshar (initially Kollmorgen) | Additional Network Device (Standard) | n |  | Serial device server |  | 10.167.200.98 |  | 255.255.255.248 | 10.167.200.97 |  |  | 0090E8435976 |  | Moxa | NPort 5110 | TADFC1054290 |  |  | In Warranty | [6 empty] | CW Depot | [20 empty] | 10 | 167 | 200 | 98 | 1 |  |  |  | 1
LO/ELLP-RTR-001 Rem. Access Rtr. | London Overground / Cleshar (initially Kollmorgen) | Access Router (Basic firewall & Single WAN) | n |  | Router |  | 10.167.200.1 |  | 255.255.255.248 | 3G/4G interf. |  |  | 00E0C8100BF2 |  | Virtual Access | GW2021DC | 00E0C8100BF2 |  |  | out of warranty | [6 empty] | Dalston SME- East Platform 3/4 | [14 empty] | 172.20.7.111 | 8944 2001 0123 7044 990 | Three 1gb bucket | 10th of the month |  |  | 10 | 167 | 200 | 1 | 1
LO/ELLP-RTR-002 Rem. Access Rtr. | London Overground / Cleshar (initially Kollmorgen) | Access Router (Basic firewall & Single WAN) | n |  | Router |  | 10.167.200.9 |  | 255.255.255.248 | 3G/4G interf. |  |  | 00E0C8100C29 |  | Virtual Access | GW2021DC | 00E0C8100C29 |  |  | out of warranty | [6 empty] | Dalston SME- West Platform 1/2 | [14 empty] | 172.20.7.112 | 8944 2001 0123 7042 655 | Three 1gb bucket | 10th of the month |  |  | 10 | 167 | 200 | 9 | 1
LO/ELLP-RTR-003 Rem. Access Rtr. | London Overground / Cleshar (initially Kollmorgen) | Access Router (Basic firewall & Single WAN) |  |  | Router |  | 10.167.200.17 |  | 255.255.255.248 | 3G/4G interf. |  |  | 00E0C8100C1D |  | Virtual Access | GW2021DC | 00E0C8100C1D |  |  | out of warranty | [6 empty] | Dalston SME- Concourse | [14 empty] | 172.20.7.113 | 8944 2001 0123 7042 663 | Three 1gb bucket | 10th of the month |  |  | 10 | 167 | 200 | 17 | 1
LO/ELLP-RTR-04 Rem. Access Rtr. | London Overground / Cleshar (initially Kollmorgen) | Access Router (Basic firewall & Single WAN) | n |  | Router |  | 10.167.200.25 |  | 255.255.255.248 | 3G/4G interf. |  |  | 00E0C8100B87 |  | Virtual Access | GW2021DC | 00E0C8100B87 |  |  | out of warranty | [6 empty] | Haggerston East Platform | [14 empty] | 172.20.7.114 | 8944 2001 0123 7042 671 | Three 1gb bucket | 10th of the month |  |  | 10 | 167 | 200 | 25 | 1
LO/ELLP-RTR-005 Rem. Access Rtr. | London Overground / Cleshar (initially Kollmorgen) | Access Router (Basic firewall & Single WAN) | n |  | Router |  | 10.167.200.33 |  | 255.255.255.248 | 3G/4G interf. |  |  | 00E0C8100BED |  | Virtual Access | GW2021DC | 00E0C8100BED |  |  | out of warranty | [6 empty] | Haggerston West Platform | [14 empty] | 172.20.7.115 | 8944 2001 0123 7042 689 | Three 1gb bucket | 10th of the month |  |  | 10 | 167 | 200 | 33 | 1
LO/ELLP-RTR-006 Rem. Access Rtr. | London Overground / Cleshar (initially Kollmorgen) | Access Router (Basic firewall & Single WAN) |  |  | Router |  | 10.167.200.41 |  | 255.255.255.248 | 3G/4G interf. |  |  | 00E0C8100C05 |  | Virtual Access | GW2021DC | 00E0C8100C05 |  |  | out of warranty | [6 empty] | Hoxton East | [14 empty] | 172.20.7.116 | 8944 2001 0123 7042 697 | Three 1gb bucket | 10th of the month |  |  | 10 | 167 | 200 | 41 | 1
LO/ELLP-RTR-007 Rem. Access Rtr. | London Overground / Cleshar (initially Kollmorgen) | Access Router (Basic firewall & Single WAN) | n |  | Router |  | 10.167.200.49 |  | 255.255.255.248 | 3G/4G interf. |  |  | 00E0C810OB27 |  | Virtual Access | GW2021DC | 00E0C810OB27 |  |  | out of warranty | [6 empty] | Hoxton West | [14 empty] | 172.20.7.117 | 8944 2001 0123 7042 705 | Three 1gb bucket | 10th of the month |  |  | 10 | 167 | 200 | 49 | 1
LO/ELLP-RTR-008 Rem. Access Rtr. | London Overground / Cleshar (initially Kollmorgen) | Access Router (Basic firewall & Single WAN) | n |  | Router |  | 10.167.200.57 |  | 255.255.255.248 | 3G/4G interf. |  |  | 00E0C8100BE8 |  | Virtual Access | GW2021DC | 00E0C8100BE8 |  |  | out of warranty | [6 empty] | Shoreditch Concourse North | [14 empty] | 172.20.7.118 | 8944 2001 0123 7042 713 | Three 1gb bucket | 10th of the month |  |  | 10 | 167 | 200 | 57 | 1
LO/ELLP-RTR-009 Rem. Access Rtr. | London Overground / Cleshar (initially Kollmorgen) | Access Router (Basic firewall & Single WAN) | n |  | Router |  | 10.167.200.65 |  | 255.255.255.248 | 3G/4G interf. |  |  | 00E0C810OB2E |  | Virtual Access | GW2021DC | 00E0C810OB2E |  |  | out of warranty | [6 empty] | Shoreditch Concourse South | [14 empty] | 172.20.7.119 | 8944 2001 0123 7042 721 | Three 1gb bucket | 10th of the month |  |  | 10 | 167 | 200 | 65 | 1
LO/ELLP-RTR-010 Rem. Access Rtr. | London Overground / Cleshar (initially Kollmorgen) | Access Router (Basic firewall & Single WAN) | n |  | Router |  | 10.167.200.73 |  | 255.255.255.248 | 3G/4G interf. |  |  | 00E0C810OC26 |  | Virtual Access | GW2021DC | 00E0C810OC26 |  |  | out of warranty | [6 empty] | SME Shoreditch North | [14 empty] | 172.24.82.131 | 66435190672 | O2 1gb bucket | 10th of the month |  |  | 10 | 167 | 200 | 73 | 1
LO/ELLP-RTR-011 Rem. Access Rtr. | London Overground / Cleshar (initially Kollmorgen) | Access Router (Basic firewall & Single WAN) |  |  | Router |  | 10.167.200.81 |  | 255.255.255.248 | 3G/4G interf. |  |  | 00E0C810OC0B |  | Virtual Access | GW2021DC | 00E0C810OC0B |  |  | out of warranty | [6 empty] | SME Shoreditch South | [14 empty] | 172.20.7.121 | 8944 2001 0123 7042 739 | Three 1gb bucket | 10th of the month |  |  | 10 | 167 | 200 | 81 | 1
LO/ELLP-RTR-012 Rem. Access Rtr. | London Overground / Cleshar (initially Kollmorgen) | Access Router (Basic firewall & Single WAN) | n |  | Router |  | 10.167.200.89 |  | 255.255.255.248 | 3G/4G interf. |  |  | 00E0C810OC25 |  | Virtual Access | GW2021DC | 00E0C810OC25 |  |  | out of warranty | [6 empty] | OBC Depot | [14 empty] | 172.24.82.132 | 66435190698 | O2 1gb bucket | 10th of the month |  |  | 10 | 167 | 200 | 89 | 1
LO/ELLP-RTR-013 Rem. Access Rtr. | London Overground / Cleshar (initially Kollmorgen) | Access Router (Basic firewall & Single WAN) | n |  | Router |  | 10.167.200.97 |  | 255.255.255.248 | 3G/4G interf. |  |  | 00E0C810OC0F |  | Virtual Access | GW2021DC | 00E0C810OC0F |  |  | out of warranty | [6 empty] | CW Depot | [14 empty] | 172.20.7.123 | 8944 2001 0123 7042 507 | Three 1gb bucket | 10th of the month |  |  | 10 | 167 | 200 | 97 | 1
[52 empty] | 26 | 0 | 0 | 0 | 13
Blindley Heath Router | SES Water (SCADA WAN) | Access Router (Basic firewall & Single WAN) | checked by Grace 29/05/2019 |  | Router |  | 10.100.35.15 |  | 255.255.255.0 |  |  |  |  | 83.148.172.42 | Sarian | DR6410 |  |  | Ver5118 |  |  |  | Ver5118. Nov 29 2010 | 29/11/2010 |  |  | Blindley Heath | RH76JX | Site 2 | [5 empty] | n/a | n/a | [11 empty] | 10 | 100 | 35 | 15 | 1 |  |  |  | 1
Blindley Heath mGuard | SES Water (SCADA WAN) | Core Router (Basic firewall service) & Core Router VPN concentrator service | checked by Grace 29/05/2019 |  | Router |  | 10.100.35.1 |  | 255.255.255.0 | [5 empty] | Phoenix Contact (Innonimate) | mGuard Delta |  |  | 7.0.1 | [7 empty] | Blindley Heath | RH76JX | Site 2 | [5 empty] | 192.168.16.198 (Logzilla) | n/a | [11 empty] | 10 | 100 | 35 | 1 | 1 |  |  |  | 1
Bough Beech Router | SES Water (SCADA WAN) | Access Router (Basic firewall & Single WAN) | checked by Grace 29/05/2019 |  | Router |  | 10.100.7.15 |  | 255.255.255.0 |  |  |  |  | 62.3.227.116 | Sarian | DR6410 |  |  | Ver5001 |  |  |  | Ver5001. Jan 18 2008 | 18/01/2008 |  |  | Bough Beech | TN86NE | Site 1 | [5 empty] | n/a | n/a | [11 empty] | 10 | 100 | 7 | 15 | 1
Bough Beech mGuard | SES Water (SCADA WAN) | Core Router (Basic firewall service) & Core Router VPN concentrator service | checked by Grace 29/05/2019 |  | Router |  | 10.100.7.1 |  | 255.255.255.0 | [5 empty] | Phoenix Contact (Innonimate) | mGuard Delta |  |  | 7.0.2 | [7 empty] | Bough Beech | TN86NE | Site 1 | [5 empty] | 192.168.16.198 (Logzilla) | n/a | [11 empty] | 10 | 100 | 7 | 1 | 1 |  |  |  | 1
Burgh Heath Router | SES Water (SCADA WAN) | Access Router (Basic firewall & Single WAN) | checked by Grace 29/05/2019 |  | Router |  | 10.100.16.15 |  | 255.255.255.0 |  |  |  |  | 83.148.172.63 | Sarian | DR6410 |  |  | Ver5001 |  |  |  | Ver5001. Jan 18 2008 | 18/01/2008 |  |  | Burgh Heath | KT505PE | Site 3 | [5 empty] | n/a | n/a | [11 empty] | 10 | 100 | 16 | 15 | 1
Burgh Heath mGuard | SES Water (SCADA WAN) | Core Router (Basic firewall service) & Core Router VPN concentrator service | checked by Grace 29/05/2019 |  | Router |  | 10.100.16.1 |  | 255.255.255.0 | [5 empty] | Phoenix Contact (Innonimate) | mGuard Industrial RS |  |  | 5.1.3 | [7 empty] | Burgh Heath | KT505PE | Site 3 | [5 empty] | 192.168.16.198 (Logzilla) | n/a | [11 empty] | 10 | 100 | 16 | 1 | 1 |  |  |  | 1
Carshalton Ponds Router | SES Water (SCADA WAN) | Access Router (Basic firewall & Single WAN) | checked by Grace 29/05/2019 |  | Router |  | 10.100.17.15 |  | 255.255.255.0 |  |  |  |  | 83.148.172.62 | Virtual Access | Virtual Access GW6600 |  |  | 9.09.19 | [7 empty] | Carshalton Ponds | SM52HW | Site 4 | [5 empty] | n/a | n/a | [11 empty] | 10 | 100 | 17 | 15 | 1
Carshalton Ponds mGuard | SES Water (SCADA WAN) | Core Router (Basic firewall service) & Core Router VPN concentrator service | checked by Grace 29/05/2019 |  | Router |  | 10.100.17.1 |  | 255.255.255.0 | [5 empty] | Phoenix Contact (Innonimate) | mGuard Industrial RS |  |  | 5.1.3 |  |  |  | 5.1.3 |  |  |  | Carshalton Ponds | SM52HW | Site 4 | [5 empty] | 192.168.16.198 (Logzilla) | n/a | [11 empty] | 10 | 100 | 17 | 1 | 1 |  |  |  | 1
Cheam Router | SES Water (SCADA WAN) | Access Router (Basic firewall & Single WAN) | checked by Grace 29/05/2019 |  | Router |  | 10.100.4.15 |  | 255.255.255.0 |  |  |  |  | 81.6.248.80 | Sarian | DR6410 |  |  | Ver5001 |  |  |  | Ver5001. Jan 18 2008 | 18/01/2008 |  |  | Cheam | SM12EW | Site 5 | [5 empty] | n/a | n/a | [11 empty] | 10 | 100 | 4 | 15 | 1
Cheam mGuard | SES Water (SCADA WAN) | Core Router (Basic firewall service) & Core Router VPN concentrator service | checked by Grace 29/05/2019 |  | Router |  | 10.100.4.1 |  | 255.255.255.0 | [5 empty] | Phoenix Contact (Innonimate) | mGuard FL RS |  |  | 7.5.0 | [7 empty] | Cheam | SM12EW | Site 5 | [5 empty] | 192.168.16.198 (Logzilla) | n/a | [11 empty] | 10 | 100 | 4 | 1 | 1 |  |  |  | 1
Cheam Park Router | SES Water (SCADA WAN) | Access Router (Basic firewall & Single WAN) | checked by Grace 29/05/2019 |  | Router |  | 10.100.18.15 |  | 255.255.255.0 |  |  |  |  | 83.148.172.48 | Sarian | DR6410 |  |  | Ver5001 |  |  |  | Ver5001. Jan 18 2008 | 18/01/2008 |  |  | Cheam Park | SM38BP | Site 6 | [5 empty] | n/a | n/a | [11 empty] | 10 | 100 | 18 | 15 | 1
Cheam Park mGuard | SES Water (SCADA WAN) | Core Router (Basic firewall service) & Core Router VPN concentrator service | checked by Grace 29/05/2019 |  | Router |  | 10.100.18.1 |  | 255.255.255.0 | [5 empty] | Phoenix Contact (Innonimate) | mGuard Industrial RS |  |  | 5.1.3 |  |  |  | 5.1.3 |  |  |  | Cheam Park | SM38BP | Site 6 | [5 empty] | 192.168.16.198 (Logzilla) | n/a | [11 empty] | 10 | 100 | 18 | 1 | 1 |  |  |  | 1
Chiddingstone mGuard | SES Water (SCADA WAN) | Core Router (Basic firewall service) & Core Router VPN concentrator service | checked by Grace 29/05/2019 |  | Router |  | 10.100.40.1 |  | 255.255.255.0 | [5 empty] | Phoenix Contact (Innonimate) | mGuard Delta |  |  | N/A | [7 empty] | Chiddingstone* | N/A | Site 7 | [5 empty] | 192.168.16.198 (Logzilla) | n/a | [11 empty] | 10 | 100 | 40 | 1 | 1
Cliftons Lane Router | SES Water (SCADA WAN) | Access Router (Basic firewall & Single WAN) | checked by Grace 29/05/2019 |  | Router |  | 10.100.5.15 |  | 255.255.255.0 |  |  |  |  | 62.3.227.248 | Sarian | DR6410 |  |  | Ver5118 |  |  |  | Ver5118. Nov 29 2010 | 29/11/2010 |  |  | Cliftons Lane | RH29RA | Site 8 | [5 empty] | n/a | n/a | [11 empty] | 10 | 100 | 5 | 15 | 1
Cliftons Lane mGuard | SES Water (SCADA WAN) | Core Router (Basic firewall service) & Core Router VPN concentrator service | checked by Grace 29/05/2019 |  | Router |  | 10.100.5.11 |  | 255.255.255.0 | [5 empty] | Phoenix Contact (Innonimate) | mGuard Delta2 |  |  | 8.1.5 | [7 empty] | Cliftons Lane | RH29RA | Site 8 | [5 empty] | 192.168.16.198 (Logzilla) | n/a | [11 empty] | 10 | 100 | 5 | 11 | 1 |  |  |  | 1
Dorking Router | SES Water (SCADA WAN) | Access Router (Basic firewall & Single WAN) | checked by Grace 29/05/2019 |  | Router |  | 10.100.6.15 |  | 255.255.255.0 |  |  |  |  | 62.3.227.236 | Sarian | DR6410 |  |  | Ver5001 |  |  |  | Ver5001. Jan 18 2008 | 18/01/2008 |  |  | Dorking | RH41EH | Site 9 | [5 empty] | n/a | n/a | [11 empty] | 10 | 100 | 6 | 15 | 1
Dorking mGuard | SES Water (SCADA WAN) | Core Router (Basic firewall service) & Core Router VPN concentrator service | checked by Grace 29/05/2019 |  | Router |  | 10.100.6.1 |  | 255.255.255.0 | [5 empty] | Phoenix Contact (Innonimate) | mGuard Delta |  |  | 7.4.1 |  |  |  | 7.4.1 |  |  |  | Dorking | RH41EH | Site 9 | [5 empty] | 192.168.16.198 (Logzilla) | n/a | [11 empty] | 10 | 100 | 6 | 1 | 1 |  |  |  | 1
Elmer Router | SES Water (SCADA WAN) | Access Router (Basic firewall & Single WAN) | checked by Grace 29/05/2019 |  | Router |  | 10.100.8.15 |  | 255.255.255.0 |  |  |  |  | 81.6.253.58 | Sarian | DR6410 |  |  | Ver5001 |  |  |  | Ver5001. Jan 18 2008 | 18/01/2008 |  |  | Elmer | KT229DL | Site 10 | [5 empty] | n/a | n/a | [11 empty] | 10 | 100 | 8 | 15 | 1
Elmer mGuard | SES Water (SCADA WAN) | Core Router (Basic firewall service) & Core Router VPN concentrator service | checked by Grace 29/05/2019 |  | Router |  | 10.100.8.1 |  | 255.255.255.0 | [5 empty] | Phoenix Contact (Innonimate) | Hirschmann Eagle mGuard |  |  | 5.1.3 |  |  |  | 5.1.3 |  |  |  | Elmer | KT229DL | Site 10 | [5 empty] | 192.168.16.198 (Logzilla) | n/a | [11 empty] | 10 | 100 | 8 | 1 | 1 |  |  |  | 1
Goat Bridge Router | SES Water (SCADA WAN) | Access Router (Basic firewall & Single WAN) | checked by Grace 29/05/2019 |  | Router |  | 10.100.14.15 |  | 255.255.255.0 |  |  |  |  | 81.6.248.79 | Sarian | DR6410 |  |  | Ver4994 |  |  |  | Ver4994. Nov 30 2007 | 30/11/2007 |  |  | Goat Bridge | CR44HU | Site 11 | [5 empty] | n/a | n/a | [11 empty] | 10 | 100 | 14 | 15 | 1
Goat Bridge mGuard | SES Water (SCADA WAN) | Core Router (Basic firewall service) & Core Router VPN concentrator service | checked by Grace 29/05/2019 |  | Router |  | 10.100.14.1 |  | 255.255.255.0 | [5 empty] | Phoenix Contact (Innonimate) | Hirschmann Eagle mGuard |  |  | 5.1.3 |  |  |  | 5.1.3 |  |  |  | Goat Bridge | CR44HU | Site 11 | [5 empty] | 192.168.16.198 (Logzilla) | n/a | [11 empty] | 10 | 100 | 14 | 1 | 1 |  |  |  | 1
Godstone Router | SES Water (SCADA WAN) | Access Router (Basic firewall & Single WAN) | checked by Grace 29/05/2019 |  | Router |  | 10.100.9.15 |  | 255.255.255.0 |  |  |  |  | 62.3.227.127 | Sarian | DR6410 |  |  | Ver5001 |  |  |  | Ver5001. Jan 18 2008 | 18/01/2008 |  |  | Godstone | RH98BB | Site 12 | [5 empty] | n/a | n/a | [11 empty] | 10 | 100 | 9 | 15 | 1
Godstone mGuard | SES Water (SCADA WAN) | Core Router (Basic firewall service) & Core Router VPN concentrator service | checked by Grace 29/05/2019 |  | Router |  | 10.100.9.1 |  | 255.255.255.0 | [5 empty] | Phoenix Contact (Innonimate) | mGuard RS4000 TX/TX |  |  | 7.5.0 |  |  |  | 7.5.0 |  |  |  | Godstone | RH98BB | Site 12 | [5 empty] | 192.168.16.198 (Logzilla) | n/a | [11 empty] | 10 | 100 | 9 | 1 | 1 |  |  |  | 1
Hackbridge Router | SES Water (SCADA WAN) | Access Router (Basic firewall & Single WAN) | checked by Grace 29/05/2019 |  | Router |  | 10.100.19.15 |  | 255.255.255.0 |  |  |  |  | 83.148.172.51 | Sarian | DR6410 |  |  | Ver5001 |  |  |  | Ver5001. Jan 18 2008 | 18/01/2008 |  |  | Hackbridge | CR44FF | Site 13 | [5 empty] | n/a | n/a | [11 empty] | 10 | 100 | 19 | 15 | 1
Hackbridge mGuard | SES Water (SCADA WAN) | Core Router (Basic firewall service) & Core Router VPN concentrator service | checked by Grace 29/05/2019 |  | Router |  | 10.100.19.1 |  | 255.255.255.0 |  |  |  |  | 83.148.172.51 | Phoenix Contact (Innonimate) | mGuard Industrial RS |  |  | 5.1.3 |  |  |  | 5.1.3 |  |  |  | Hackbridge | CR44FF | Site 13 | [5 empty] | 192.168.16.198 (Logzilla) | n/a | [11 empty] | 10 | 100 | 19 | 1 | 1 |  |  |  | 1
Kenley Multi-WAN Router | SES Water (SCADA WAN) | Access Router (Basic firewall & Advanced Failover WAN) | checked by Grace 29/05/2019 |  | Router |  | 10.100.10.17 |  | 255.255.255.0 |  |  |  |  | 85.189.232.189 | LANCOM | LANCOM 1781A-4G |  |  | 9.10.0426 / 22.10.2015 | [7 empty] | Kenley | CR85AE | [6 empty] | n/a | n/a | [11 empty] | 10 | 100 | 10 | 17 | 1
Kenley mGuard | SES Water (SCADA WAN) | Core Router (Basic firewall service) & Core Router VPN concentrator service | checked by Grace 29/05/2019 |  | Router |  | 10.100.10.1 |  | 255.255.255.0 | [5 empty] | Phoenix Contact (Innonimate) | Hirschmann Eagle mGuard |  |  | 7.6.3 | [7 empty] | Kenley | CR85AE | Site 14 | [5 empty] | 192.168.16.198 (Logzilla) | n/a | [11 empty] | 10 | 100 | 10 | 1 | 1
Kent Hatch Router | SES Water (SCADA WAN) | Access Router (Basic firewall & Single WAN) | checked by Grace 29/05/2019 |  | Router |  | 10.100.38.15 |  | 255.255.255.0 |  |  |  |  | 83.148.172.16 | Virtual Access | Virtual Access GW6600 |  |  | 9.08.95 | [7 empty] | Kent Hatch | TN8 6SY | Site 15 | [5 empty] | n/a | n/a | [11 empty] | 10 | 100 | 38 | 15 | 1
Kent Hatch mGuard | SES Water (SCADA WAN) | Core Router (Basic firewall service) & Core Router VPN concentrator service | checked by Grace 29/05/2019 |  | Router |  | 10.100.38.1 |  | 255.255.255.0 | [5 empty] | Phoenix Contact (Innonimate) | mGuard RS4000 TX/TX |  |  | 7.1.4 |  |  |  | 7.4.1 |  |  |  | Kent Hatch | TN8 6SY | Site 15 | [5 empty] | 192.168.16.198 (Logzilla) | n/a | [11 empty] | 10 | 100 | 38 | 1 | 1 |  |  |  | 1
Kingswood Router | SES Water (SCADA WAN) | Access Router (Basic firewall & Single WAN) | checked by Grace 29/05/2019 |  | Router |  | 10.100.20.15 |  | 255.255.255.0 |  |  |  |  | 83.148.172.60 | Sarian | DR6410 |  |  | Ver5001 |  |  |  | Ver5001. Jan 18 2008 | 18/01/2008 |  |  | Kingswood | KT207EQ | Site 16 | [5 empty] | n/a | n/a | [11 empty] | 10 | 100 | 20 | 15 | 1
Kingswood mGuard | SES Water (SCADA WAN) | Core Router (Basic firewall service) & Core Router VPN concentrator service | checked by Grace 29/05/2019 |  | Router |  | 10.100.20.1 |  | 255.255.255.0 | [5 empty] | Phoenix Contact (Innonimate) | Hirschmann Eagle mGuard |  |  | 5.1.5 |  |  |  | 5.1.5 |  |  |  | Kingswood | KT207EQ | Site 16 | [5 empty] | 192.168.16.198 (Logzilla) | n/a | [11 empty] | 10 | 100 | 20 | 1 | 1 |  |  |  | 1
Langley Park Router | SES Water (SCADA WAN) | Access Router (Basic firewall & Single WAN) | checked by Grace 29/05/2019 |  | Router |  | 10.100.21.15 |  | 255.255.255.0 |  |  |  |  | 83.148.172.59 | Sarian | DR6410 |  |  | Ver5001 |  |  |  | Ver5001. Jan 18 2008 | 18/01/2008 |  |  | Langley Park | SM25HG | Site 17 | [5 empty] | n/a | n/a | [11 empty] | 10 | 100 | 21 | 15 | 1
Langley Park mGuard | SES Water (SCADA WAN) | Core Router (Basic firewall service) & Core Router VPN concentrator service | checked by Grace 29/05/2019 |  | Router |  | 10.100.21.1 |  | 255.255.255.0 | [5 empty] | Phoenix Contact (Innonimate) | mGuard Industrial RS |  |  | 5.1.3 |  |  |  | 5.1.3 |  |  |  | Langley Park | SM25HG | Site 17 | [5 empty] | 192.168.16.198 (Logzilla) | n/a | [11 empty] | 10 | 100 | 21 | 1 | 1 |  |  |  | 1
Leatherhead Router | SES Water (SCADA WAN) | Access Router (Basic firewall & Single WAN) | checked by Grace 29/05/2019 |  | Router |  | 10.100.34.15 |  | 255.255.255.0 |  |  |  |  | 83.148.172.43 | Sarian | DR6410 |  |  | Ver5001 |  |  |  | Ver5001. Jan 18 2008 | 18/01/2008 |  |  | Leatherhead | KT229AD | Site 18 | [5 empty] | n/a | n/a | [11 empty] | 10 | 100 | 34 | 15 | 1
Leatherhead mGuard | SES Water (SCADA WAN) | Core Router (Basic firewall service) & Core Router VPN concentrator service | checked by Grace 29/05/2019 |  | Router |  | 10.100.34.1 |  | 255.255.255.0 | [5 empty] | Phoenix Contact (Innonimate) | Innominate mGuard rs4000 |  |  | 7.6.2 |  |  |  | 5.1.5 |  |  |  | Leatherhead | KT229AD | Site 18 | [5 empty] | 192.168.16.198 (Logzilla) | n/a | [11 empty] | 10 | 100 | 34 | 1 | 1 |  |  |  | 1
Margery Router | SES Water (SCADA WAN) | Access Router (Basic firewall & Single WAN) | checked by Grace 29/05/2019 |  | Router |  | 10.100.22.15 |  | 255.255.255.0 |  |  |  |  | 83.148.172.58 | Sarian | DR6410 |  |  | Ver5001 |  |  |  | Ver5001. Jan 18 2008 | 18/01/2008 |  |  | Margery | KT207BY | Site 19 | [5 empty] | n/a | n/a | [11 empty] | 10 | 100 | 22 | 15 | 1
Margery mGuard | SES Water (SCADA WAN) | Core Router (Basic firewall service) & Core Router VPN concentrator service | checked by Grace 29/05/2019 |  | Router |  | 10.100.22.1 |  | 255.255.255.0 | [5 empty] | Phoenix Contact (Innonimate) | mGuard Industrial RS |  |  | 5.1.3 |  |  |  | 5.1.3 |  |  |  | Margery | KT207BY | Site 19 | [5 empty] | 192.168.16.198 (Logzilla) | n/a | [11 empty] | 10 | 100 | 22 | 1 | 1 |  |  |  | 1
Merton Router | SES Water (SCADA WAN) | Access Router (Basic firewall & Single WAN) | checked by Grace 29/05/2019 |  | Router |  | 10.100.23.15 |  | 255.255.255.0 |  |  |  |  | 83.148.172.54 | Sarian | DR6410 |  |  | Ver5001 |  |  |  | Ver5001. Jan 18 2008 | 18/01/2008 |  |  | Merton | SW193TZ | Site 20 | [5 empty] | n/a | n/a | [11 empty] | 10 | 100 | 23 | 15 | 1
Merton mGuard | SES Water (SCADA WAN) | Core Router (Basic firewall service) & Core Router VPN concentrator service | checked by Grace 29/05/2019 |  | Router |  | 10.100.23.1 |  | 255.255.255.0 | [5 empty] | Phoenix Contact (Innonimate) | mGuard Industrial RS |  |  | 5.1.3 |  |  |  | 5.1.3 |  |  |  | Merton | SW193TZ | Site 20 | [5 empty] | 192.168.16.198 (Logzilla) | n/a | [11 empty] | 10 | 100 | 23 | 1 | 1 |  |  |  | 1
Nonsuch Router | SES Water (SCADA WAN) | Access Router (Basic firewall & Single WAN) | checked by Grace 29/05/2019 |  | Router |  | 10.100.24.15 |  | 255.255.255.0 |  |  |  |  | 83.148.172.55 | Sarian | DR6410 |  |  | Ver5001 |  |  |  | Ver5001. Jan 18 2008 | 18/01/2008 |  |  | Nonsuch | SM27JP | Site 21 | [5 empty] | n/a | n/a | [11 empty] | 10 | 100 | 24 | 15 | 1
Nonsuch mGuard | SES Water (SCADA WAN) | Core Router (Basic firewall service) & Core Router VPN concentrator service | checked by Grace 29/05/2019 |  | Router |  | 10.100.24.1 |  | 255.255.255.0 | [5 empty] | Phoenix Contact (Innonimate) | mGuard Industrial RS |  |  | 5.1.3 |  |  |  | 5.1.3 |  |  |  | Nonsuch | SM27JP | Site 21 | [5 empty] | 192.168.16.198 (Logzilla) | n/a | [11 empty] | 10 | 100 | 24 | 1 | 1 |  |  |  | 1
Nork Router | SES Water (SCADA WAN) | Access Router (Basic firewall & Single WAN) | checked by Grace 29/05/2019 |  | Router |  | 10.100.25.15 |  | 255.255.255.0 |  |  |  |  | 83.148.172.57 | Sarian | DR6410 |  |  | Ver5001 |  |  |  | Ver5001. Jan 18 2008 | 18/01/2008 |  |  | Nork | SM71BS | Site 22 | [5 empty] | n/a | n/a | [11 empty] | 10 | 100 | 25 | 15 | 1
Nork mGuard | SES Water (SCADA WAN) | Core Router (Basic firewall service) & Core Router VPN concentrator service | checked by Grace 29/05/2019 |  | Router |  | 10.100.25.1 |  | 255.255.255.0 | [5 empty] | Phoenix Contact (Innonimate) | mGuard Industrial RS |  |  | 5.1.3 |  |  |  | 5.1.3 |  |  |  | Nork | SM71BS | Site 22 | [5 empty] | 192.168.16.198 (Logzilla) | n/a | [11 empty] | 10 | 100 | 25 | 1 | 1 |  |  |  | 1
North looe Router | SES Water (SCADA WAN) | Access Router (Basic firewall & Single WAN) | checked by Grace 29/05/2019 |  | Router |  | 10.100.26.15 |  | 255.255.255.0 |  |  |  |  | 83.148.172.52 | Sarian | DR6410 |  |  | Ver5001 |  |  |  | Ver5001. Jan 18 2008 | 18/01/2008 |  |  | North looe | KT173BZ | Site 23 | [5 empty] | n/a | n/a | [11 empty] | 10 | 100 | 26 | 15 | 1
North looe mGuard | SES Water (SCADA WAN) | Core Router (Basic firewall service) & Core Router VPN concentrator service | checked by Grace 29/05/2019 |  | Router |  | 10.100.26.1 |  | 255.255.255.0 | [5 empty] | Phoenix Contact (Innonimate) | mGuard Industrial RS |  |  | 5.1.3 |  |  |  | 5.1.3 |  |  |  | North looe | KT173BZ | Site 23 | [5 empty] | 192.168.16.198 (Logzilla) | n/a | [11 empty] | 10 | 100 | 26 | 1 | 1 |  |  |  | 1
Oaks Router | SES Water (SCADA WAN) | Access Router (Basic firewall & Single WAN) | checked by Grace 29/05/2019 |  | Router |  | 10.100.27.15 |  | 255.255.255.0 |  |  |  |  | 83.148.172.49 | Sarian | DR6410 |  |  | Ver5001 |  |  |  | Ver5001. Jan 18 2008 | 18/01/2008 |  |  | Oaks | SM14LG | Site 24 | [5 empty] | n/a | n/a | [11 empty] | 10 | 100 | 27 | 15 | 1
Oaks mGuard | SES Water (SCADA WAN) | Core Router (Basic firewall service) & Core Router VPN concentrator service | checked by Grace 29/05/2019 |  | Router |  | 10.100.27.1 |  | 255.255.255.0 | [5 empty] | Phoenix Contact (Innonimate) | mGuard Industrial RS |  |  | 5.1.3 |  |  |  | 5.1.3 |  |  |  | Oaks | SM14LG | Site 24 | [5 empty] | 192.168.16.198 (Logzilla) | n/a | [11 empty] | 10 | 100 | 27 | 1 | 1 |  |  |  | 1
Outwood Router | SES Water (SCADA WAN) | Access Router (Basic firewall & Single WAN) | checked by Grace 29/05/2019 |  | Router |  | 10.100.39.15 |  | 255.255.255.0 |  |  |  |  | 83.148.172.19 | Virtual Access | Virtual Access GW6526A |  |  | 9.09.03 | [7 empty] | Outwood Pump Station | RH6 9JR | Site 25 | [5 empty] | n/a | n/a | [11 empty] | 10 | 100 | 36 | 15 | 1
Outwood mGuard | SES Water (SCADA WAN) | Core Router (Basic firewall service) & Core Router VPN concentrator service | checked by Grace 29/05/2019 |  | Router |  | 10.100.36.1 |  | 255.255.255.0 | [5 empty] | Phoenix Contact (Innonimate) | mGuard RS4000 TX/TX |  |  | 7.6.1 |  |  |  | 7.6.1 |  |  |  | Outwood Pump Station | RH6 9JR | Site 25 | [5 empty] | 192.168.16.198 (Logzilla) | n/a | [11 empty] | 10 | 100 | 36 | 1 | 1 |  |  |  | 1
Purley Router | SES Water (SCADA WAN) | Access Router (Basic firewall & Single WAN) |  |  | Router |  | 10.100.41.15 |  | 255.255.255.0 |  |  |  |  | 83.148.172.20 | Virtual Access | Virtual Access GW6526A |  |  | 9.09.03 | [7 empty] | Purley | CR82HA | Site 26 | [5 empty] | n/a | n/a | [11 empty] | 10 | 100 | 41 | 15 | 1
Purley mGuard | SES Water (SCADA WAN) | Core Router (Basic firewall service) & Core Router VPN concentrator service |  |  | Router |  | 10.100.41.1 |  | 255.255.255.0 | [5 empty] | Phoenix Contact (Innonimate) | mGuard RS4000 TX/TX |  |  | 7.5.0 |  |  |  | 7.5.0 |  |  |  | Purley | CR82HA | Site 26 | [5 empty] | 192.168.16.198 (Logzilla) | n/a | [11 empty] | 10 | 100 | 41 | 1 | 1 |  |  |  | 1
Redhill Multi-WAN Router | SES Water (SCADA WAN) | Access Router (Basic firewall & Advanced Failover) |  |  | Router |  |  |  | 255.255.255.0 | [9 empty] | N/A | [7 empty] | Redhill | RH11LJ | Site 27 | [5 empty] | n/a | n/a | [11 empty] | 10 | 100 | 3 | 18 | 1
Redhill mGuard | SES Water (SCADA WAN) | Core Router (Basic firewall service) & Core Router VPN concentrator service | checked by Grace 29/05/2019 |  | Router |  | 10.100.3.11 |  | 255.255.255.0 | [5 empty] | Phoenix Contact (Innonimate) | Dual Bintec routers |  |  | N/A | [7 empty] | Redhill | RH11LJ | Site 27 | [5 empty] | 192.168.16.198 (Logzilla) | n/a | [11 empty] | 10 | 100 | 3 | 12 | 1
Secombe Centre Router | SES Water (SCADA WAN) | Access Router (Basic firewall & Advanced Failover WAN) | checked by Grace 29/05/2019 |  | Router |  | 10.100.28.15 |  | 255.255.255.0 |  |  |  |  | 83.148.172.61 | Sarian | DR6410 |  |  | Ver5001 |  |  |  | Ver5001. Jan 18 2008 | 18/01/2008 |  |  | Secombe Centre | SM12DY | Site 28 | [5 empty] | n/a | n/a | [11 empty] | 10 | 100 | 28 | 15 | 1
Secombe Centre mGuard | SES Water (SCADA WAN) | Core Router (Basic firewall service) & Core Router VPN concentrator service | checked by Grace 29/05/2019 |  | Router |  | 10.100.28.1 |  | 255.255.255.0 | [5 empty] | Phoenix Contact (Innonimate) | mGuard Industrial RS |  |  | 5.1.3 |  |  |  | 5.1.3 |  |  |  | Secombe Centre | SM12DY | Site 28 | [5 empty] | 192.168.16.198 (Logzilla) | n/a | [11 empty] | 10 | 100 | 28 | 1 | 1 |  |  |  | 1
South Green Router | SES Water (SCADA WAN) | Access Router (Basic firewall & Advanced Failover WAN) | checked by Grace 29/05/2019 |  | Router |  | 10.100.37.15 |  | 255.255.255.0 |  |  |  |  | 83.148.172.17 | Virtual Access | Virtual Access GW6526A |  |  | 9.08.95 | [7 empty] | South Green | RH8 0SB | Site 29 | [5 empty] | n/a | n/a | [11 empty] | 10 | 100 | 37 | 15 | 1
South Green mGuard | SES Water (SCADA WAN) | Core Router (Basic firewall service) & Core Router VPN concentrator service | checked by Grace 29/05/2019 |  | Router |  | 10.100.37.1 |  | 255.255.255.0 | [5 empty] | Phoenix Contact (Innonimate) | mGuard RS4000 TX/TX |  |  | 7.4.1 |  |  |  | 7.4.1 |  |  |  | South Green | RH8 0SB | Site 29 | [5 empty] | 192.168.16.198 (Logzilla) | n/a | [11 empty] | 10 | 100 | 37 | 1 | 1 |  |  |  | 1
Springclose Lane Router | SES Water (SCADA WAN) | Access Router (Basic firewall & Advanced Failover WAN) | checked by Grace 29/05/2019 |  | Router |  | 10.100.29.15 |  | 255.255.255.0 |  |  |  |  | 83.148.172.56 | Sarian | DR6410 |  |  | Ver5001 |  |  |  | Ver5001. Jan 18 2008 | 18/01/2008 |  |  | Springclose Lane | SM12TU | Site 30 | [5 empty] | n/a | n/a | [11 empty] | 10 | 100 | 29 | 15 | 1
Springclose Lane mGuard | SES Water (SCADA WAN) | Core Router (Basic firewall service) & Core Router VPN concentrator service | checked by Grace 29/05/2019 |  | Router |  | 10.100.29.1 |  | 255.255.255.0 | [5 empty] | Phoenix Contact (Innonimate) | mGuard Industrial RS |  |  | 5.1.3 |  |  |  | 5.1.3 |  |  |  | Springclose Lane | SM12TU | Site 30 | [5 empty] | 192.168.16.198 (Logzilla) | n/a | [11 empty] | 10 | 100 | 29 | 1 | 1 |  |  |  | 1
Sutton Router | SES Water (SCADA WAN) | Access Router (Basic firewall & Advanced Failover WAN) | checked by Grace 29/05/2019 |  | Router |  | 10.100.30.15 |  | 255.255.255.0 |  |  |  |  | 83.148.172.50 | Sarian | DR6410 |  |  | Ver4994 |  |  |  | Ver4994. Nov 30 2007 | 30/11/2007 |  |  | Sutton | SM14AN | Site 31 | [5 empty] | n/a | n/a | [11 empty] | 10 | 100 | 30 | 15 | 1
Sutton mGuard | SES Water (SCADA WAN) | Core Router (Basic firewall service) & Core Router VPN concentrator service | checked by Grace 29/05/2019 |  | Router |  | 10.100.30.1 |  | 255.255.255.0 | [5 empty] | Phoenix Contact (Innonimate) | mGuard Industrial RS |  |  | 5.1.3 |  |  |  | 5.1.3 |  |  |  | Sutton | SM14AN | Site 31 | [5 empty] | 192.168.16.198 (Logzilla) | n/a | [11 empty] | 10 | 100 | 30 | 1 | 1 |  |  |  | 1
Sutton Court Road Router | SES Water (SCADA WAN) | Access Router (Basic firewall & Advanced Failover WAN) | checked by Grace 29/05/2019 |  | Router |  | 10.100.31.15 |  | 255.255.255.0 |  |  |  |  | 83.148.172.53 | Sarian | DR6410 |  |  | Ver5001 |  |  |  | Ver5001. Jan 18 2008 | 18/01/2008 |  |  | Sutton Court Road | SM14SZ | Site 32 | [5 empty] | n/a | n/a | [11 empty] | 10 | 100 | 31 | 15 | 1
Sutton Court Road mGuard | SES Water (SCADA WAN) | Core Router (Basic firewall service) & Core Router VPN concentrator service | checked by Grace 29/05/2019 |  | Router |  | 10.100.31.1 |  | 255.255.255.0 | [5 empty] | Phoenix Contact (Innonimate) | mGuard Industrial RS |  |  | 5.1.3 |  |  |  | 5.1.3 |  |  |  | Sutton Court Road | SM14SZ | Site 32 | [5 empty] | 192.168.16.198 (Logzilla) | n/a | [11 empty] | 10 | 100 | 31 | 1 | 1 |  |  |  | 1
Westwood Router | SES Water (SCADA WAN) | Access Router (Basic firewall & Advanced Failover WAN) | checked by Grace 29/05/2019 |  | Router |  | 10.100.11.15 |  | 255.255.255.0 |  |  |  |  | 62.3.226.130 | Sarian | DR6410 |  |  | Ver5087 |  |  |  | Ver5087. Dec 23 2009 | 23/12/2009 |  |  | Westwood | TN162EP | Site 33 | [5 empty] | n/a | n/a | [11 empty] | 10 | 100 | 11 | 15 | 1
Westwood mGuard | SES Water (SCADA WAN) | Core Router (Basic firewall service) & Core Router VPN concentrator service | checked by Grace 29/05/2019 |  | Router |  | 10.100.11.1 |  | 255.255.255.0 | [5 empty] | Phoenix Contact (Innonimate) | mGuard Industrial RS |  |  | 7.5.0 |  |  |  | 7.5.0 |  |  |  | Westwood | TN162EP | Site 33 | [5 empty] | 192.168.16.198 (Logzilla) | n/a | [11 empty] | 10 | 100 | 11 | 1 | 1 |  |  |  | 1
Woodcote Router | SES Water (SCADA WAN) | Access Router (Basic firewall & Advanced Failover WAN) | checked by Grace 29/05/2019 |  | Router |  | 10.100.33.15 |  | 255.255.255.0 |  |  |  |  | 83.148.172.47 | Sarian | DR6410 |  |  | Ver5001 |  |  |  | Ver5001. Jan 18 2008 | 18/01/2008 |  |  | Woodcote | CR83NH | Site 34 | [5 empty] | n/a | n/a | [11 empty] | 10 | 100 | 33 | 15 | 1
Woodcote mGuard | SES Water (SCADA WAN) | Core Router (Basic firewall service) & Core Router VPN concentrator service | checked by Grace 29/05/2019 |  | Router |  | 10.100.33.1 |  | 255.255.255.0 | [5 empty] | Phoenix Contact (Innonimate) | mGuard Industrial RS |  |  | 5.1.3 |  |  |  | 5.1.3 |  |  |  | Woodcote | CR83NH | Site 34 | [5 empty] | 192.168.16.198 (Logzilla) | n/a | [11 empty] | 10 | 100 | 33 | 1 | 1 |  |  |  | 1
Woodmansterne Multi-WAN Router | SES Water (SCADA WAN) | Access Router (Basic firewall & Advanced Failover) & Access Router VPN Service (requires host router) | checked by Grace 29/05/2019 |  | Router |  | 10.100.12.15 |  | 255.255.255.0 |  |  |  |  | 62.3.227.117 | Sarian | DR6410 |  |  | Ver5001 |  |  |  | Ver5001. Jan 18 2008 | 18/01/2008 |  |  | Woodmansterne | CR53NA | Site 35 | [5 empty] | n/a | n/a | [11 empty] | 10 | 100 | 12 | 15 | 1
Woodmansterne mGuard | SES Water (SCADA WAN) | Core Router (Basic firewall service) & Core Router VPN concentrator service | checked by Grace 29/05/2019 |  | Router |  | 10.100.12.1 |  | 255.255.255.0 | [5 empty] | Phoenix Contact (Innonimate) | mGuard RS4000 TX/TX |  |  | 7.6.4 |  |  |  | 7.6.4 |  |  |  | Woodmansterne | CR53NA | Site 35 | [5 empty] | 192.168.16.198 (Logzilla) | n/a | [11 empty] | 10 | 100 | 12 | 1 | 1 |  |  |  | 1
Worcesterpark Router | SES Water (SCADA WAN) | Access Router (Basic firewall & Advanced Failover WAN) | checked by Grace 29/05/2019 |  | Router |  | 10.100.15.15 |  | 255.255.255.0 |  |  |  |  | 195.112.46.245 | Sarian | DR6410 |  |  | Ver5001 |  |  |  | Ver5001. Jan 18 2008 | 18/01/2008 |  |  | Worcesterpark | KT48BG | Site 36 | [5 empty] | n/a | n/a | [11 empty] | 10 | 100 | 15 | 15 | 1
Worcesterpark mGuard | SES Water (SCADA WAN) | Core Router (Basic firewall service) & Core Router VPN concentrator service | checked by Grace 29/05/2019 |  | Router |  | 10.100.15.1 |  | 255.255.255.0 | [5 empty] | Phoenix Contact (Innonimate) | mGuard Industrial RS |  |  | 5.1.3 |  |  |  | 5.1.3 |  |  |  | Worcesterpark | KT48BG | Site 36 | [5 empty] | 192.168.16.198 (Logzilla) | n/a | [11 empty] | 10 | 100 | 15 | 1 | 1 |  |  |  | 1
Holly Lane Multi-WAN Router | SES Water (SCADA WAN) | Access Router (Basic firewall & Advanced Failover) & Access Router VPN Service (requires host router) |  |  | Router |  |  |  | 255.255.255.0 |  |  |  |  | 46.102.221.167
Holly Lane Firewall (mGuard) | SES Water (SCADA WAN) | Core Router (Basic firewall service) & Core Router VPN concentrator service | checked by Grace 29/05/2019 |  | Router |  | 10.0.2.10 |  | 255.255.255.0
Charwood Booster mGuard | SES Water (SCADA WAN) | [5 empty] | 10.100.49.1 |  | 255.255.255.0
How Green Multi-WAN Router | SES Water (SCADA WAN) | Access Router (Basic firewall & Advanced Failover) & Access Router VPN Service (requires host router) |  |  | Router
How Green Firewall (mGuard) | SES Water (SCADA WAN) | Core Router (Basic firewall service) & Core Router VPN concentrator service |  |  | Router
Outwood Lane Multi-WAN Router | SES Water (SCADA WAN) | Access Router (Basic firewall & Advanced Failover) & Access Router VPN Service (requires host router) |  |  | Router
Outwood Lane Firewall (mGuard) | SES Water (SCADA WAN) | Core Router (Basic firewall service) & Core Router VPN concentrator service |  |  | Router
Smitham Multi-WAN Router | SES Water (SCADA WAN) | Access Router (Basic firewall & Advanced Failover) & Access Router VPN Service (requires host router) |  |  | Router
Smitham Firewall (mGuard) | SES Water (SCADA WAN) | Core Router (Basic firewall service) & Core Router VPN concentrator service |  |  | Router
Chipstead Multi-WAN Router | SES Water (SCADA WAN) | Access Router (Basic firewall & Advanced Failover) & Access Router VPN Service (requires host router) |  |  | Router
Chipstead Firewall (mGuard) | SES Water (SCADA WAN) | Core Router (Basic firewall service) & Core Router VPN concentrator service |  |  | Router
RB TCE-10-03-Roof | Engie (Riverbank House) | Ethernet Switch (Layer2) |  |  | Ethernet Switch (Layer2) |  | 10.201.8.1 | [5 empty] | 0090E81FC9E1 |  | Moxa | EDS-510A | 02606 |  | V2.6 | out of warranty | [6 empty] | River Bank House - London |  |  | TCE Panel 10-03 roof | 10th Floor |  | 10.201.8.254 (at RBH, any PC in the BMS network, use Cisco Webex and make RBH staff the presenter) |  | 10.201.8.254 | 10.201.8.254 | [11 empty] | 10 | 201 | 8 | 1 | 1
RB TCE-10-02-Roof | Engie (Riverbank House) | Ethernet Switch (Layer2) |  |  | Ethernet Switch (Layer2) |  | 10.201.8.2 | [7 empty] | Moxa | EDS-510A |  |  |  | out of warranty | [6 empty] | River Bank House - London |  |  | TCE Panel 10-02 roof | 10th Floor |  | 10.201.8.254 (at RBH, any PC in the BMS network, use Cisco Webex and make RBH staff the presenter) |  | 10.201.8.254 | 10.201.8.254 | [11 empty] | 10 | 201 | 8 | 2 | 1
RB TCE-10-01-Roof | Engie (Riverbank House) | Ethernet Switch (Layer2) |  |  | Ethernet Switch (Layer2) |  | 10.201.8.3 | [7 empty] | Moxa | EDS-510A |  |  |  | out of warranty | [6 empty] | River Bank House - London |  |  | TCE Panel 10-02 roof | 10th Floor |  | 10.201.8.254 (at RBH, any PC in the BMS network, use Cisco Webex and make RBH staff the presenter) |  | 10.201.8.254 | 10.201.8.254 | [11 empty] | 10 | 201 | 8 | 3 | 1
RB TCE-9-01 SW1 | Engie (Riverbank House) | Ethernet Switch (Layer2) |  |  | Ethernet Switch (Layer2) |  | 10.201.8.4 | [7 empty] | Moxa | IKS-6526-T |  |  |  | out of warranty | [6 empty] | River Bank House - London |  |  | TCE Panel 9/01 9th floor, panel located outside of the local lift area | 9th Floor |  | 10.201.8.254 (at RBH, any PC in the BMS network, use Cisco Webex and make RBH staff the presenter) |  | 10.201.8.254 | 10.201.8.254 | [11 empty] | 10 | 201 | 8 | 4 | 1
RB TCE-9-01 SW2 | Engie (Riverbank House) | Ethernet Switch (Layer2) |  |  | Ethernet Switch (Layer2) |  | 10.201.8.5 | [7 empty] | Moxa | IKS-6526-T |  |  |  | out of warranty | [6 empty] | River Bank House - London |  |  | TCE Panel 9/01 9th floor, panel located outside of the local lift area | 9th Floor |  | 10.201.8.254 (at RBH, any PC in the BMS network, use Cisco Webex and make RBH staff the presenter) |  | 10.201.8.254 | 10.201.8.254 | [11 empty] | 10 | 201 | 8 | 5 | 1
RB TCE-8-01 SW1 | Engie (Riverbank House) | Ethernet Switch (Layer2) |  |  | Ethernet Switch (Layer2) |  | 10.201.8.6 | [7 empty] | Moxa | IKS-6526-T |  |  |  | out of warranty | [6 empty] | River Bank House - London |  |  | TCE Panel 8/01 8th floor, panel located outside of the local lift area | 8th Floor |  | 10.201.8.254 (at RBH, any PC in the BMS network, use Cisco Webex and make RBH staff the presenter) |  | 10.201.8.254 | 10.201.8.254 | [11 empty] | 10 | 201 | 8 | 6 | 1
RB TCE-8-01 SW2 | Engie (Riverbank House) | Ethernet Switch (Layer2) |  |  | Ethernet Switch (Layer2) |  | 10.201.8.7 | [7 empty] | Moxa | IKS-6526-T |  |  |  | out of warranty | [6 empty] | River Bank House - London |  |  | TCE Panel 8/01 8th floor, panel located outside of the local lift area | 8th Floor |  | 10.201.8.254 (at RBH, any PC in the BMS network, use Cisco Webex and make RBH staff the presenter) |  | 10.201.8.254 | 10.201.8.254 | [11 empty] | 10 | 201 | 8 | 7 | 1
RB TCE-7-01-7th floor | Engie (Riverbank House) | Ethernet Switch (Layer2) |  |  | Ethernet Switch (Layer2) |  | 10.201.8.8 | [7 empty] | Moxa | PT-7828-F-HV-HV |  |  |  | out of warranty | [6 empty] | River Bank House - London |  |  | TCE Panel 7/01 7th floor, panel located outside of the local lift area | 7th Floor |  | 10.201.8.254 (at RBH, any PC in the BMS network, use Cisco Webex and make RBH staff the presenter) |  | 10.201.8.254 | 10.201.8.254 | [11 empty] | 10 | 201 | 8 | 8 | 1
RB TCE-6-01-6th floor | Engie (Riverbank House) | Ethernet Switch (Layer2) |  |  | Ethernet Switch (Layer2) |  | 10.201.8.9 | [7 empty] | Moxa | IKS-6526-T |  |  |  | out of warranty | [6 empty] | River Bank House - London |  |  | TCE Panel 6/01 6th floor, panel located outside of the local lift area | 6th Floor |  | 10.201.8.254 (at RBH, any PC in the BMS network, use Cisco Webex and make RBH staff the presenter) |  | 10.201.8.254 | 10.201.8.254 | [11 empty] | 10 | 201 | 8 | 9 | 1
RB TCE-5-01-5th floor | Engie (Riverbank House) | Ethernet Switch (Layer2) |  |  | Ethernet Switch (Layer2) |  | 10.201.8.10 | [7 empty] | Moxa | IKS-6526-T |  |  |  | out of warranty | [6 empty] | River Bank House - London |  |  | TCE Panel 5/01 5th floor, panel located outside of the local lift area | 5th Floor |  | 10.201.8.254 (at RBH, any PC in the BMS network, use Cisco Webex and make RBH staff the presenter) |  | 10.201.8.254 | 10.201.8.254 | [11 empty] | 10 | 201 | 8 | 10 | 1
RB TCE-4-01-4th floor | Engie (Riverbank House) | Ethernet Switch (Layer2) |  |  | Ethernet Switch (Layer2) |  | 10.201.8.11 | [7 empty] | Moxa | IKS-6526-T |  |  |  | out of warranty | [6 empty] | River Bank House - London |  |  | TCE Panel 3/01 4th floor, panel located outside of the local lift area | 4th Floor |  | 10.201.8.254 (at RBH, any PC in the BMS network, use Cisco Webex and make RBH staff the presenter) |  | 10.201.8.254 | 10.201.8.254 | [11 empty] | 10 | 201 | 8 | 11 | 1
RB TCE-3-01-3rd floor | Engie (Riverbank House) | Ethernet Switch (Layer2) |  |  | Ethernet Switch (Layer2) |  | 10.201.8.12 | [7 empty] | Moxa | IKS-6526-T |  |  |  | out of warranty | [6 empty] | River Bank House - London |  |  | TCE Panel 3/01 3rd floor, panel located outside of the local lift area | 3rd Floor |  | 10.201.8.254 (at RBH, any PC in the BMS network, use Cisco Webex and make RBH staff the presenter) |  | 10.201.8.254 | 10.201.8.254 | [11 empty] | 10 | 201 | 8 | 12 | 1
RB TCE-2-01-2nd floor | Engie (Riverbank House) | Ethernet Switch (Layer2) |  |  | Ethernet Switch (Layer2) |  | 10.201.8.13 | [7 empty] | Moxa | IKS-6526-T |  |  |  | out of warranty | [6 empty] | River Bank House - London |  |  | TCE Panel 2/01 2nd floor, panel located outside of the local lift area | 2nd Floor |  | 10.201.8.254 (at RBH, any PC in the BMS network, use Cisco Webex and make RBH staff the presenter) |  | 10.201.8.254 | 10.201.8.254 | [11 empty] | 10 | 201 | 8 | 13 | 1
RB TCE-1-01-1st floor | Engie (Riverbank House) | Ethernet Switch (Layer2) |  |  | Ethernet Switch (Layer2) |  | 10.201.8.14 | [7 empty] | Moxa | IKS-6526-T |  |  |  | out of warranty | [6 empty] | River Bank House - London |  |  | TCE Panel 1/01 1st floor, panel located outside of the local lift area | 1st Floor |  | 10.201.8.254 (at RBH, any PC in the BMS network, use Cisco Webex and make RBH staff the presenter) |  | 10.201.8.254 | 10.201.8.254 | [11 empty] | 10 | 201 | 8 | 14 | 1
RB TCE-B-01-Basement | Engie (Riverbank House) | Ethernet Switch (Layer2) |  |  | Ethernet Switch (Layer2) |  | 10.201.8.15 | [7 empty] | Moxa | EDS-510A |  |  |  | out of warranty | [6 empty] | River Bank House - London |  |  |  | Basement |  | 10.201.8.254 (at RBH, any PC in the BMS network, use Cisco Webex and make RBH staff the presenter) |  | 10.201.8.254 | 10.201.8.254 | [11 empty] | 10 | 201 | 8 | 15 | 1
| Engie (Riverbank House) | Ethernet Switch (Layer2) |  |  | Ethernet Switch (Layer2) |  | 10.201.8.16 | [7 empty] | Moxa | IKS-6526-T |  |  |  | out of warranty | [6 empty] | River Bank House - London |  |  |  | Basement | [16 empty] | 10 | 201 | 8 | 16 | 1
RB TCE-B-02-Basement | Engie (Riverbank House) | Ethernet Switch (Layer2) |  |  | Ethernet Switch (Layer2) |  | 10.201.8.17 | [7 empty] | Moxa | EDS-510A |  |  |  | out of warranty | [6 empty] | River Bank House - London |  |  |  | Basement |  | 10.201.8.254 (at RBH, any PC in the BMS network, use Cisco Webex and make RBH staff the presenter) |  | 10.201.8.254 | 10.201.8.254 | [11 empty] | 10 | 201 | 8 | 17 | 1
RB-00-SER1 | Engie (Riverbank House) | Ethernet Switch (Layer2) |  |  | Ethernet Switch (Layer2) |  | 10.201.8.18 | [7 empty] | Moxa | IKS-6526-T |  |  |  | out of warranty | [6 empty] | River Bank House - London |  |  | SER1, second cabinet from the door | Ground Floor |  | 10.201.8.254 (at RBH, any PC in the BMS network, use Cisco Webex and make RBH staff the presenter) |  | 10.201.8.254 | 10.201.8.254 | [11 empty] | 10 | 201 | 8 | 18 | 1
RB TCE-1-02-1st floor | Engie (Riverbank House) | Ethernet Switch (Layer2) |  |  | Ethernet Switch (Layer2) |  | 10.201.8.19 | [7 empty] | Moxa | IKS-6526-T |  |  |  | out of warranty | [6 empty] | River Bank House - London |  |  | TCE Panel 1/02 1st floor, panel located outside of the local lift area | 1st Floor |  | 10.201.8.254 (at RBH, any PC in the BMS network, use Cisco Webex and make RBH staff the presenter) |  | 10.201.8.254 | 10.201.8.254 | [11 empty] | 10 | 201 | 8 | 19 | 1
RB TCE-2-02-2nd floor | Engie (Riverbank House) | Ethernet Switch (Layer2) |  |  | Ethernet Switch (Layer2) |  | 10.201.8.20 | [7 empty] | Moxa | IKS-6526-T |  |  |  | out of warranty | [6 empty] | River Bank House - London |  |  | TCE Panel 2/02 2nd floor, panel located outside of the local lift area | 2nd Floor |  | 10.201.8.254 (at RBH, any PC in the BMS network, use Cisco Webex and make RBH staff the presenter) |  | 10.201.8.254 | 10.201.8.254 | [11 empty] | 10 | 201 | 8 | 20 | 1
RB TCE-3-02-3rd floor | Engie (Riverbank House) | Ethernet Switch (Layer2) |  |  | Ethernet Switch (Layer2) |  | 10.201.8.21 | [7 empty] | Moxa | IKS-6526-T |  |  |  | out of warranty | [6 empty] | River Bank House - London |  |  | TCE Panel 3/02 3rd floor, panel located outside of the local lift area | 3rd Floor |  | 10.201.8.254 (at RBH, any PC in the BMS network, use Cisco Webex and make RBH staff the presenter) |  | 10.201.8.254 | 10.201.8.254 | [11 empty] | 10 | 201 | 8 | 21 | 1
RB TCE-4-02-4th floor | Engie (Riverbank House) | Ethernet Switch (Layer2) |  |  | Ethernet Switch (Layer2) |  | 10.201.8.22 | [7 empty] | Moxa | IKS-6526-T |  |  |  | out of warranty | [6 empty] | River Bank House - London |  |  | TCE Panel 4/02 4th floor, panel located outside of the local lift area | 4th Floor |  | 10.201.8.254 (at RBH, any PC in the BMS network, use Cisco Webex and make RBH staff the presenter) |  | 10.201.8.254 | 10.201.8.254 | [11 empty] | 10 | 201 | 8 | 22 | 1
RB TCE-5-02-5th floor | Engie (Riverbank House) | Ethernet Switch (Layer2) |  |  | Ethernet Switch (Layer2) |  | 10.201.8.23 | [7 empty] | Moxa | IKS-6526-T |  |  |  | out of warranty | [6 empty] | River Bank House - London |  |  | TCE Panel 5/02 5th floor, panel located outside of the local lift area | 5th Floor |  | 10.201.8.254 (at RBH, any PC in the BMS network, use Cisco Webex and make RBH staff the presenter) |  | 10.201.8.254 | 10.201.8.254 | [11 empty] | 10 | 201 | 8 | 23 | 1
RB TCE-6-02-6th floor | Engie (Riverbank House) | Ethernet Switch (Layer2) |  |  | Ethernet Switch (Layer2) |  | 10.201.8.24 | [7 empty] | Moxa | IKS-6526-T |  |  |  | out of warranty | [6 empty] | River Bank House - London |  |  | TCE Panel 6/02 6th floor, panel located outside of the local lift area | 6th Floor |  | 10.201.8.254 (at RBH, any PC in the BMS network, use Cisco Webex and make RBH staff the presenter) |  | 10.201.8.254 | 10.201.8.254 | [11 empty] | 10 | 201 | 8 | 24 | 1
RB TCE-7-02-7th Floor | Engie (Riverbank House) | Ethernet Switch (Layer2) |  |  | Ethernet Switch (Layer2) |  | 10.201.8.25 | [7 empty] | Moxa | PT-7828-F-HV-HV |  |  |  | out of warranty | [6 empty] | River Bank House - London |  |  | TCE Panel 7/02 7th floor, panel located outside of the local lift area | 7th Floor |  | 10.201.8.254 (at RBH, any PC in the BMS network, use Cisco Webex and make RBH staff the presenter) |  | 10.201.8.254 | 10.201.8.254 | [11 empty] | 10 | 201 | 8 | 25 | 1
RB TCE-8-02-8th Floor | Engie (Riverbank House) | Ethernet Switch (Layer2) |  |  | Ethernet Switch (Layer2) |  | 10.201.8.26 | [7 empty] | Moxa | IKS-6526-T |  |  |  | out of warranty | [6 empty] | River Bank House - London |  |  | TCE Panel 8/02 8th floor, panel located outside of the local lift area | 8th Floor |  | 10.201.8.254 (at RBH, any PC in the BMS network, use Cisco Webex and make RBH staff the presenter) |  | 10.201.8.254 | 10.201.8.254 | [11 empty] | 10 | 201 | 8 | 26 | 1
RB TCE-9-02 SW2 | Engie (Riverbank House) | Ethernet Switch (Layer2) |  |  | Ethernet Switch (Layer2) |  | 10.201.8.27 | [7 empty] | Moxa | IKS-6526-T |  |  |  | out of warranty | [6 empty] | River Bank House - London |  |  | TCE Panel 9/02 9th floor, panel located outside of the local lift area | 9th Floor |  | 10.201.8.254 (at RBH, any PC in the BMS network, use Cisco Webex and make RBH staff the presenter) |  | 10.201.8.254 | 10.201.8.254 | [11 empty] | 10 | 201 | 8 | 27 | 1
RB TCE-9-02 SW1 | Engie (Riverbank House) | Ethernet Switch (Layer2) |  |  | Ethernet Switch (Layer2) |  | 10.201.8.28 | [7 empty] | Moxa | IKS-6526-T |  |  |  | In warranty | [6 empty] | River Bank House - London |  |  | TCE Panel 9/02 9th floor, panel located outside of the local lift area | 9th Floor |  | 10.201.8.254 (at RBH, any PC in the BMS network, use Cisco Webex and make RBH staff the presenter) |  | 10.201.8.254 | 10.201.8.254 | [11 empty] | 10 | 201 | 8 | 28 | 1
RB TCE-9-02 SW1 | Engie (Riverbank House) | Ethernet Switch (Layer2) |  |  | Ethernet Switch (Layer2) |  | 10.201.8.28 | [7 empty] | Moxa | IKS-6526-T |  |  |  | out of warranty | [6 empty] | River Bank House - London |  |  | TCE Panel 9/02 9th floor, panel located outside of the local lift area | 9th Floor |  | 10.201.8.254 (at RBH, any PC in the BMS network, use Cisco Webex and make RBH staff the presenter) |  | 10.201.8.254 | 10.201.8.254 | [11 empty] | 10 | 201 | 8 | 28 | 1
RB-00-SER1-SW2 | Engie (Riverbank House) | Ethernet Switch (Layer2) |  |  | Ethernet Switch (Layer2) |  | 10.201.8.29 | [7 empty] | Moxa | IKS-6524A |  |  |  | In warranty | [6 empty] | River Bank House - London |  |  | SER1 CABINET CLOSEST TO THE DOOR |  |  | 10.201.8.254 (at RBH, any PC in the BMS network, use Cisco Webex and make RBH staff the presenter) |  | 10.201.8.254 | 10.201.8.254 | [11 empty] | 10 | 201 | 8 | 29 | 1
RB-00-SER1-SW3 | Engie (Riverbank House) | Ethernet Switch (Layer2) |  |  | Ethernet Switch (Layer2) |  | 10.201.8.30 | [7 empty] | Moxa | IKS-6524A |  |  |  | In warranty | [6 empty] | River Bank House - London |  |  | SER1, second cabinet from the door |  |  | 10.201.8.254 (at RBH, any PC in the BMS network, use Cisco Webex and make RBH staff the presenter) |  | 10.201.8.254 | 10.201.8.254 | [11 empty] | 10 | 201 | 8 | 30 | 1
RB CE1-Roof | Engie (Riverbank House) | Ethernet Switch (Layer2) |  |  | Ethernet Switch (Layer2) |  | 10.201.8.31 | [7 empty] | Moxa | EDS-508A |  |  |  | out of warranty | [6 empty] | River Bank House - London |  |  | CE1 panel in the roof |  |  | 10.201.8.254 (at RBH, any PC in the BMS network, use Cisco Webex and make RBH staff the presenter) |  | 10.201.8.254 | 10.201.8.254 | [11 empty] | 10 | 201 | 8 | 31 | 1
RB CE2-Roof | Engie (Riverbank House) | Ethernet Switch (Layer2) |  |  | Ethernet Switch (Layer2) |  | 10.201.8.32 | [7 empty] | Moxa | EDS-508A |  |  |  | out of warranty | [6 empty] | River Bank House - London |  |  | CE2 panel in the roof | 10th Floor |  | 10.201.8.254 (at RBH, any PC in the BMS network, use Cisco Webex and make RBH staff the presenter) |  | 10.201.8.254 | 10.201.8.254 | [11 empty] | 10 | 201 | 8 | 32 | 1
RB CE9-8th Floor | Engie (Riverbank House) | Ethernet Switch (Layer2) |  |  | Ethernet Switch (Layer2) |  | 10.201.8.33 | [7 empty] | Moxa | EDS-508A |  |  |  | out of warranty | [6 empty] | River Bank House - London |  |  | Panel CE9 on the 8th floor | 8th Floor |  | 10.201.8.254 (at RBH, any PC in the BMS network, use Cisco Webex and make RBH staff the presenter) |  | 10.201.8.254 | 10.201.8.254 | [11 empty] | 10 | 201 | 8 | 33 | 1
RB CE8-5th Floor | Engie (Riverbank House) | Ethernet Switch (Layer2) |  |  | Ethernet Switch (Layer2) |  | 10.201.8.34 | [7 empty] | Moxa | EDS-508A |  |  |  | out of warranty | [6 empty] | River Bank House - London |  |  | panel CE8 on 5th floor | 5th Floor |  | 10.201.8.254 (at RBH, any PC in the BMS network, use Cisco Webex and make RBH staff the presenter) |  | 10.201.8.254 | 10.201.8.254 | [11 empty] | 10 | 201 | 8 | 34 | 1
RB CE7-2nd Floor | Engie (Riverbank House) | Ethernet Switch (Layer2) |  |  | Ethernet Switch (Layer2) |  | 10.201.8.35 | [5 empty] | 0090E82DD126 |  | Moxa | EDS-508A | 03840 |  | V2.6 | out of warranty | [6 empty] | River Bank House - London |  |  | panel CE7 on 2nd floor | 2nd Floor |  | 10.201.8.254 (at RBH, any PC in the BMS network, use Cisco Webex and make RBH staff the presenter) |  | 10.201.8.254 | 10.201.8.254 | [11 empty] | 10 | 201 | 8 | 35 | 1
RB CE3-basement | Engie (Riverbank House) | Ethernet Switch (Layer2) |  |  | Ethernet Switch (Layer2) |  | 10.201.8.36 | [7 empty] | Moxa | EDS-508A |  |  |  | out of warranty | [6 empty] | River Bank House - London |  |  | panel CE3 in basement | Basement |  | 10.201.8.254 (at RBH, any PC in the BMS network, use Cisco Webex and make RBH staff the presenter) |  | 10.201.8.254 | 10.201.8.254 | [11 empty] | 10 | 201 | 8 | 36 | 1
RB CE4-Basement | Engie (Riverbank House) | Ethernet Switch (Layer2) |  |  | Ethernet Switch (Layer2) |  | 10.201.8.37 | [7 empty] | Moxa | EDS-508A |  |  |  | out of warranty | [6 empty] | River Bank House - London |  |  | panel CE3 in basement | Basement |  | 10.201.8.254 (at RBH, any PC in the BMS network, use Cisco Webex and make RBH staff the presenter) |  | 10.201.8.254 | 10.201.8.254 | [11 empty] | 10 | 201 | 8 | 37 | 1
RB CE5-Basement | Engie (Riverbank House) | Ethernet Switch (Layer2) |  |  | Ethernet Switch (Layer2) |  | 10.201.8.38 | [7 empty] | Moxa | EDS-508A |  |  |  | out of warranty | [6 empty] | River Bank House - London |  |  | panel CE5 in basement | Basement |  | 10.201.8.254 (at RBH, any PC in the BMS network, use Cisco Webex and make RBH staff the presenter) |  | 10.201.8.254 | 10.201.8.254 | [11 empty] | 10 | 201 | 8 | 38 | 1
RB CE6-Basement | Engie (Riverbank House) | Ethernet Switch (Layer2) |  |  | Ethernet Switch (Layer2) |  | 10.201.8.39 | [7 empty] | Moxa | EDS-508A |  |  |  | out of warranty | [6 empty] | River Bank House - London |  |  | panel CE6 in basement | Basement |  | 10.201.8.254 (at RBH, any PC in the BMS network, use Cisco Webex and make RBH staff the presenter) |  | 10.201.8.254 | 10.201.8.254 | [11 empty] | 10 | 201 | 8 | 39 | 1
RB CE11-Basement | Engie (Riverbank House) | Ethernet Switch (Layer2) |  |  | Ethernet Switch (Layer2) |  | 10.201.8.40 | [7 empty] | Moxa | EDS-508A |  |  |  | out of warranty | [6 empty] | River Bank House - London |  |  | panel CE11 in basement | Basement |  | 10.201.8.254 (at RBH, any PC in the BMS network, use Cisco Webex and make RBH staff the presenter) |  | 10.201.8.254 | 10.201.8.254 | [11 empty] | 10 | 201 | 8 | 40 | 1
RB CE10-Basement | Engie (Riverbank House) | Ethernet Switch (Layer2) |  |  | Ethernet Switch (Layer2) |  | 10.201.8.41 | [7 empty] | Moxa | EDS-508A |  |  |  | out of warranty | [6 empty] | River Bank House - London |  |  | panel CE10 in basement | Basement |  | 10.201.8.254 (at RBH, any PC in the BMS network, use Cisco Webex and make RBH staff the presenter) |  | 10.201.8.254 | 10.201.8.254 | [11 empty] | 10 | 201 | 8 | 41 | 1
RB CE12-Ground | Engie (Riverbank House) | Ethernet Switch (Layer2) |  |  | Ethernet Switch (Layer2) |  | 10.201.8.42 | [5 empty] | 0090E81C6561 |  | Moxa | EDS-508A | 01223 |  | V2.6 | out of warranty | [6 empty] | River Bank House - London |  |  | CE12 panel Ground Floor Actually located in the Ceiling of the ground floor, can be accessed by going into the room behind the front reception, in the room furtheest to the right, in the ceiling, restricted access and no standing room, requires a ladder to access | Ground Floor |  | 10.201.8.254 (at RBH, any PC in the BMS network, use Cisco Webex and make RBH staff the presenter) |  | 10.201.8.254 | 10.201.8.254 | [11 empty] | 10 | 201 | 8 | 42 | 1
RB TCE-7-03-7th Floor | Engie (Riverbank House) | Ethernet Switch (Layer2) |  |  | Ethernet Switch (Layer2) |  | 10.201.8.51 | [7 empty] | Moxa | EDS-508A | [10 empty] | River Bank House - London |  |  |  | 7th Floor | [16 empty] | 10 | 201 | 8 | 51 | 1
RB TCE-7-04-7th Floor | Engie (Riverbank House) | Ethernet Switch (Layer2) |  |  | Ethernet Switch (Layer2) |  | 10.201.8.52 | [7 empty] | Moxa | EDS-508A |  |  |  | out of warranty | [6 empty] | River Bank House - London |  |  | TCE Panel 7/04 on 7th floor | 7th Floor |  | 10.201.8.254 (at RBH, any PC in the BMS network, use Cisco Webex and make RBH staff the presenter) |  | 10.201.8.254 | 10.201.8.254 | [11 empty] | 10 | 201 | 8 | 52 | 1
RB TCE 7-05 | Engie (Riverbank House) | Ethernet Switch (Layer2) |  |  | Ethernet Switch (Layer2) |  | 10.201.8.53 | [5 empty] | 0090E820C1E7 |  | Moxa | EDS-508A | 06503 |  | V2.6 | out of warranty | [6 empty] | River Bank House - London |  |  | TCE Panel 7/05 on 7th floor | 7th Floor |  | 10.201.8.254 (at RBH, any PC in the BMS network, use Cisco Webex and make RBH staff the presenter) |  | 10.201.8.254 | 10.201.8.254 | [11 empty] | 10 | 201 | 8 | 53 | 1
RB TCE-G-01-Ground | Engie (Riverbank House) | Ethernet Switch (Layer2) |  |  | Ethernet Switch (Layer2) |  | 10.201.8.61 | [7 empty] | Moxa | EDS-518A |  |  |  | out of warranty | [6 empty] | River Bank House - London |  |  | TCE Panel G-01 on ground floor | Ground Floor |  | 10.201.8.254 (at RBH, any PC in the BMS network, use Cisco Webex and make RBH staff the presenter) |  | 10.201.8.254 | 10.201.8.254 | [11 empty] | 10 | 201 | 8 | 61 | 1
RB TCE-G-03-SWITCH-1-Ground | Engie (Riverbank House) | Ethernet Switch (Layer2) |  |  | Ethernet Switch (Layer2) |  | 10.201.8.62 | [5 empty] | 0090E81EF132 |  | Moxa | EDS-518A | 05113 |  | V2.6 | out of warranty | [6 empty] | River Bank House - London |  |  | TCE Panel G-03 on ground floor | Ground Floor |  | 10.201.8.254 (at RBH, any PC in the BMS network, use Cisco Webex and make RBH staff the presenter) |  | 10.201.8.254 | 10.201.8.254 | [11 empty] | 10 | 201 | 8 | 62 | 1
RB TCE-G-03-SWITCH-2-Ground | Engie (Riverbank House) | Ethernet Switch (Layer2) |  |  | Ethernet Switch (Layer2) |  | 10.201.8.63 | [7 empty] | Moxa | EDS-516A |  |  |  | out of warranty | [6 empty] | River Bank House - London |  |  | TCE Panel G-03 on ground floor | Ground Floor |  | 10.201.8.254 (at RBH, any PC in the BMS network, use Cisco Webex and make RBH staff the presenter) |  | 10.201.8.254 | 10.201.8.254 | [11 empty] | 10 | 201 | 8 | 63 | 1
RB CER-7th Floor | Engie (Riverbank House) | Ethernet Switch (Layer2) |  |  | Ethernet Switch (Layer2) |  | 10.201.8.70 | [7 empty] | Moxa | IKS-6526-T |  |  |  | out of warranty | [6 empty] | River Bank House - London |  |  | CER, located in the rack closest to the left hand side of the room, furthest along in CER1 | Ground Floor |  | 10.201.8.254 (at RBH, any PC in the BMS network, use Cisco Webex and make RBH staff the presenter) |  | 10.201.8.254 | 10.201.8.254 | [11 empty] | 10 | 201 | 8 | 70 | 1
RB TCE-7-03-7th Floor | Engie (Riverbank House) | Ethernet Switch (Layer2) |  |  | Ethernet Switch (Layer2) |  | 10.201.8.151 | [7 empty] | Moxa | EDS-508A |  |  |  | out of warranty | [6 empty] | River Bank House - London |  |  | TCE Panel 7/03 on 7th floor | 7TH |  | 10.201.8.254 (at RBH, any PC in the BMS network, use Cisco Webex and make RBH staff the presenter) |  | 10.201.8.254 | 10.201.8.254 | [11 empty] | 10 | 201 | 8 | 151 | 1
| Engie (Riverbank House) | Ethernet Switch (Layer2) |  |  | Ethernet Switch (Layer2) |  | 10.201.8.152 | [7 empty] | Moxa | EDS-508-MM-SC |  |  |  | out of warranty | [6 empty] | River Bank House - London |  |  | Clan Generator room |  |  | 10.201.8.254 (at RBH, any PC in the BMS network, use Cisco Webex and make RBH staff the presenter) |  | 10.201.8.254 | 10.201.8.254 | [11 empty] | 10 | 201 | 8 | 152 | 1
SER1 | Engie (Riverbank House) | Core Router (Basic firewall service) |  |  | Router |  | 10.201.12.251 | [7 empty] | Phoenix Contact (Innonimate) | Innominate mGuard Delta | [10 empty] | Ground Floor |  |  |  | GROUND | [16 empty] | 10 | 201 | 12 | 251 | 1
MODBUS CONV 01 | Engie (Riverbank House) | Additional Network Device (Standard) |  |  | Mdbus TCP Gateway |  | 10.201.13.180/24 |  | 255.255.255.0 | 10.201.13.254 |  |  |  |  | Moxa | MGate MB3170 |  |  |  | in warranty | [6 empty] | River Bank House - London |  |  |  | BASEMENT | TCE/B/01 | [5 empty] | 10.201.13.180/24* | [9 empty] | 10 | 201 | 13 | 180 | 1 |  |  |  | 1
MODBUS CONV 02 | Engie (Riverbank House) | Additional Network Device (Standard) |  |  | Mdbus TCP Gateway |  | 10.201.13.181/24 |  | 255.255.255.0 | 10.201.13.254 |  |  |  |  | Moxa | MGate MB3170 |  |  |  | in warranty | [6 empty] | River Bank House - London |  |  |  | GROUND | TCE/G/03 | [15 empty] | 10 | 201 | 13 | 181 | 1 |  |  |  | 1
MODBUS CONV 03 | Engie (Riverbank House) | Additional Network Device (Standard) |  |  | Mdbus TCP Gateway |  | 10.201.13.182/24 |  | 255.255.255.0 | 10.201.13.254 |  |  |  |  | Moxa | MGate MB3170 |  |  |  | in warranty | [6 empty] | River Bank House - London |  |  |  | 1ST | TCE/1/01 | [15 empty] | 10 | 201 | 13 | 182 | 1 |  |  |  | 1
MODBUS CONV 04 | Engie (Riverbank House) | Additional Network Device (Standard) |  |  | Mdbus TCP Gateway |  | 10.201.13.183/24 |  | 255.255.255.0 | 10.201.13.254 |  |  |  |  | Moxa | MGate MB3170 |  |  |  | in warranty | [6 empty] | River Bank House - London |  |  |  | 2ND | TCE/2/01 | [15 empty] | 10 | 201 | 13 | 183 | 1 |  |  |  | 1
MODBUS CONV 05 | Engie (Riverbank House) | Additional Network Device (Standard) |  |  | Mdbus TCP Gateway |  | 10.201.13.184/24 |  | 255.255.255.0 | 10.201.13.254 |  |  |  |  | Moxa | MGate MB3170 |  |  |  | in warranty | [6 empty] | River Bank House - London |  |  |  | 3RD | TCE/3/01 | [15 empty] | 10 | 201 | 13 | 184 | 1 |  |  |  | 1
MODBUS CONV 06 | Engie (Riverbank House) | Additional Network Device (Standard) |  |  | Mdbus TCP Gateway |  | 10.201.13.185/24 |  | 255.255.255.0 | 10.201.13.254 |  |  |  |  | Moxa | MGate MB3170 |  |  |  | in warranty | [6 empty] | River Bank House - London |  |  |  | 4TH | TCE/4/01 | [15 empty] | 10 | 201 | 13 | 185 | 1 |  |  |  | 1
MODBUS CONV 07 | Engie (Riverbank House) | Additional Network Device (Standard) |  |  | Mdbus TCP Gateway |  | 10.201.13.186/24 |  | 255.255.255.0 | 10.201.13.254 |  |  |  |  | Moxa | MGate MB3170 |  |  |  | in warranty | [6 empty] | River Bank House - London |  |  |  | 5TH | TCE/5/01 | [15 empty] | 10 | 201 | 13 | 186 | 1 |  |  |  | 1
MODBUS CONV 08 | Engie (Riverbank House) | Additional Network Device (Standard) |  |  | Mdbus TCP Gateway |  | 10.201.13.187/24 |  | 255.255.255.0 | 10.201.13.254 |  |  |  |  | Moxa | MGate MB3170 |  |  |  | in warranty | [6 empty] | River Bank House - London |  |  |  | 6TH | TCE/6/01 | [15 empty] | 10 | 201 | 13 | 187 | 1 |  |  |  | 1
MODBUS CONV 09 | Engie (Riverbank House) | Additional Network Device (Standard) |  |  | Mdbus TCP Gateway |  | 10.201.13.188/24 |  | 255.255.255.0 | 10.201.13.254 |  |  |  |  | Moxa | MGate MB3170 |  |  |  | in warranty | [6 empty] | River Bank House - London |  |  |  | 7TH | TCE/7/01 | [15 empty] | 10 | 201 | 13 | 188 | 1 |  |  |  | 1
MODBUS CONV 10 | Engie (Riverbank House) | Additional Network Device (Standard) |  |  | Mdbus TCP Gateway |  | 10.201.13.189/24 |  | 255.255.255.0 | 10.201.13.254 |  |  |  |  | Moxa | MGate MB3170 |  |  |  | in warranty | [6 empty] | River Bank House - London |  |  |  | 8TH | TCE/8/01 | [15 empty] | 10 | 201 | 13 | 189 | 1 |  |  |  | 1
MODBUS CONV 11 | Engie (Riverbank House) | Additional Network Device (Standard) |  |  | Mdbus TCP Gateway |  | 10.201.13.190/24 |  | 255.255.255.0 | 10.201.13.254 |  |  |  |  | Moxa | MGate MB3170 |  |  |  | in warranty | [6 empty] | River Bank House - London |  |  |  | 9TH | TCE/9/01 | [15 empty] | 10 | 201 | 13 | 190 | 1 |  |  |  | 1
MODBUS CONV 12 | Engie (Riverbank House) | Additional Network Device (Standard) |  |  | Mdbus TCP Gateway |  | 10.201.13.191/24 |  | 255.255.255.0 | 10.201.13.254 |  |  |  |  | Moxa | MGate MB3170 |  |  |  | in warranty | [6 empty] | River Bank House - London |  |  |  | ROOF | TCE/R/01 | [15 empty] | 10 | 201 | 13 | 191 | 1 |  |  |  | 1
Backup BMS Router | Engie (Riverbank House) | Core Router advanced firewall service (requires host router) |  |  | Router |  | 10.201.11.253 |  | 255.255.252.0 |  |  |  |  | 10.201.31.51 | LANCOM | 7100 VPN |  |  |  | Out of warranty | [6 empty] | Riverbank House, London |  |  | SER1 | Ground Floor | [16 empty] | 10 | 201 | 31 | 50 | 1
Master BMS Router | Engie (Riverbank House) | Core Router advanced firewall service (requires host router) |  |  | Router |  | 10.201.11.252 |  | 255.255.252.0 |  |  |  |  | 10.201.31.50 | LANCOM | 7100 VPN |  |  |  | Out of warranty | [6 empty] | Riverbank House, London |  |  | SER1 | Ground Floor | [16 empty] | 10 | 201 | 31 | 51 | 1
Lochend Multi-WAN Router | Smarter Grid Solutions | Access Router (Basic firewall & Advanced Failover WAN) | n |  | Router |  | 10.180.0.1 |  | 255.255.255.0 | [5 empty] | Virtual Access | Virtual Access GW6600 | [10 empty] | Lochend |  |  |  | Ground | [16 empty] | 10 | 180 | 0 | 1 | 1 |  |  |  | 1
Lochend Satellite Modem | Smarter Grid Solutions | Additional Network Device (Basic) | n |  | Modem |  |  |  | 255.255.255.0 | n/a |  |  |  | 88.202.121.76 | Tooway | Tooway Modem | [10 empty] | Lochend |  |  |  | Ground | [16 empty] | 88 | 202 | 121 | 76 | 1 |  |  |  | 1
Lochend MGate | Smarter Grid Solutions | Additional Network Device (Standard) | n |  | Mdbus TCP Gateway |  | 10.180.0.2 |  | 255.255.255.0 | 10.180.0.1 |  |  |  |  | Moxa | Moxa Mgate-MB3180 | [10 empty] | Lochend |  |  |  | Ground | [16 empty] | 10 | 180 | 0 | 2 | 1 |  |  |  | 1
Lochend interSeptor (Environmental Monitoring Unit) | Smarter Grid Solutions | Additional Network Device (Standard) | n |  | Rack monitoring systen |  | 10.180.0.3 |  | 255.255.255.0 | 10.180.0.1 |  |  |  |  | Jacarta | Jacarta InterSeptor | [10 empty] | Lochend |  |  |  | Ground | [16 empty] | 10 | 180 | 0 | 3 | 1 |  |  |  | 1
Lochend UPS | Smarter Grid Solutions | Additional Network Device (Standard) |  |  | UPS |  | n/a |  | 255.255.255.0 | n/a |  |  | n/a |  | Phoenix Contact (Innonimate) | Quint UPS | [10 empty] | Lochend |  |  |  | Ground | [16 empty] | n/a |  |  |  | 1 |  |  |  | ?
Lochend ANM | Smarter Grid Solutions | Additional Network Device (Basic) | n |  | Server |  | 10.180.0.4 |  | 255.255.255.0 | 10.180.0.1 | [5 empty] | Lochend ANM | [10 empty] | Lochend |  |  |  | Ground | [16 empty] | 10 | 180 | 0 | 4 | 1 |  |  |  | 1
Meygen Multi-WAN Router | Smarter Grid Solutions | Access Router (Basic firewall & Advanced Failover WAN) | n |  | Router |  | 10.180.1.1 |  | 255.255.255.0 | [5 empty] | Virtual Access | Virtual Access GW6600 | [10 empty] | Meygen | KW1 4YH |  |  | Ground | [16 empty] | 10 | 180 | 1 | 1 | 1 |  |  |  | 1
Meygen MGate | Smarter Grid Solutions | Additional Network Device (Standard) | n |  | Mdbus TCP Gateway |  | 10.180.1.2 |  | 255.255.255.0 | 10.180.1.1 |  |  |  |  | Moxa | Moxa Mgate-MB3180 | [10 empty] | Meygen | KW1 4YH |  |  | Ground | [16 empty] | 10 | 180 | 1 | 2 | 1 |  |  |  | 1
Meygen interSeptor (Environmental Monitoring Unit) | Smarter Grid Solutions | Additional Network Device (Standard) | n |  | Rack monitoring systen |  | 10.180.1.3 |  | 255.255.255.0 | 10.180.1.1 |  |  |  |  | Jacarta | Jacarta InterSeptor | [10 empty] | Meygen | KW1 4YH |  |  | Ground | [16 empty] | 10 | 180 | 1 | 3 | 1 |  |  |  | 1
Meygen UPS | Smarter Grid Solutions | Additional Network Device (Standard) |  |  | UPS |  | n/a |  | 255.255.255.0 | n/a |  |  | n/a |  | Phoenix Contact (Innonimate) | Quint UPS | [10 empty] | Meygen | KW1 4YH |  |  | Ground | [16 empty] | n/a |  |  |  | 1 |  |  |  | ?
Meygen ioLogik | Smarter Grid Solutions | Additional Network Device (Basic) | n |  | Remote I/O |  | 10.180.1.4 |  | 255.255.255.0 | 10.180.1.1 |  |  |  |  | Moxa | Moxa ioLogik E1240 | [10 empty] | Meygen | KW1 4YH |  |  | Ground | [16 empty] | 10 | 180 | 1 | 4 | 1 |  |  |  | 1
Braevalich Multi WAN Router | Smarter Grid Solutions | Access Router (Basic firewall & Advanced Failover WAN) | n |  | Router |  | 10.180.3.1 |  | 255.255.255.0 | [5 empty] | Virtual Access | Virtual Access GW6600 | [10 empty] | Braevallich |  |  |  | Ground | [16 empty] | 10 | 180 | 3 | 1 | 1 |  |  |  | 1
Braevallich Satellite Modem | Smarter Grid Solutions | Additional Network Device (Basic) |  |  | Modem | [8 empty] | 130.255.27.15 | Tooway | Tooway Modem | [10 empty] | Braevallich |  |  |  | Ground | [16 empty] | 130 | 255 | 27 | 15 | 1 |  |  |  | 1
Braevallich Crewemod | Smarter Grid Solutions | Additional Network Device (Basic) | n |  | Meter |  | 10.180.3.3 |  | 255.255.255.0 | 10.180.3.1 | [5 empty] | Crewemod | [10 empty] | Braevallich |  |  |  | Ground | [16 empty] | 10 | 180 | 3 | 3 | 1 |  |  |  | ?
Braevallich UPS | Smarter Grid Solutions | Additional Network Device (Advanced) | n |  | UPS |  | 10.180.3.2 |  | 255.255.255.0 | 10.180.3.1 | [5 empty] | UPS | [10 empty] | Braevallich |  |  |  | Ground | [16 empty] | 10 | 180 | 3 | 2 | 1 |  |  |  | 1
Dalavich Multi WAN Router | Smarter Grid Solutions | Access Router (Basic firewall & Advanced Failover WAN) | n |  | Router |  | 10.180.2.1 |  | 255.255.255.0 | [5 empty] | Virtual Access | Virtual Access GW6600 | [10 empty] | Dalavich |  |  |  | Ground | [16 empty] | 10 | 180 | 2 | 1 | 1 |  |  |  | 1
Dalavich ANM | Smarter Grid Solutions | Additional Network Device (Basic) | n |  | Server |  | 10.180.2.3 |  | 255.255.255.0 | 10.180.2.1 | [5 empty] | SGS ANM | [10 empty] | Dalavich |  |  |  | Ground | [16 empty] | 10 | 180 | 2 | 3 | 1 |  |  |  | ?
Dalavich UPS | Smarter Grid Solutions | Additional Network Device (Standard) | n |  | UPS |  | 10.180.2.2 |  | 255.255.255.0 | 10.180.2.1 | [5 empty] | UPS | [10 empty] | Dalavich |  |  |  | Ground | [16 empty] | 10 | 180 | 2 | 2 | 1 |  |  |  | ?
BOLSOVERBMSR01 | Fitzrovia Apartments (50 Bolsover Street) | Access Router (Basic firewall & Single WAN) | n |  | Router | [8 empty] | 83.148.172.1 | Virtual Access | Virtual Access GW6125M |  |  | 9.08.95 | out of warranty | [10 empty] | Basement |  | 192.168.16.102 | Solarwinds | 192.168.16.198 (Logzilla) | n/a | [11 empty] | 192 | 168 | 54 | 1 | 1 |  |  |  | 1
OPD LAN Router/Firewall | Fitzrovia Apartments (50 Bolsover Street) | Core Router advanced firewall service (requires host router) |  |  | Router | [9 empty] | Phoenix Contact (Innonimate) | mGuard RS4000 TX/TX |  |  | 7.4.1 | out of warranty | [10 empty] | Basement |  | 192.168.16.102 | Solarwinds | 192.168.16.198 (Logzilla) | n/a | [11 empty] | 192 | 168 | 254 | 254 | 1
Apartments BMS Router/Firewall | Fitzrovia Apartments (50 Bolsover Street) | Core Router advanced firewall service (requires host router) |  |  | Router | [9 empty] | Phoenix Contact (Innonimate) | mGuard RS4000 TX/TX |  |  | 7.4.1 | out of warranty | [10 empty] | Basement |  | 192.168.16.102 | Solarwinds | 192.168.16.198 (Logzilla) | n/a | [11 empty] | 192 | 168 | 154 | 254 | 1
Bolsover RAS Switch | Fitzrovia Apartments (50 Bolsover Street) | Ethernet Switch (Layer2) |  |  | Ethernet Switch (Layer2) | [9 empty] | Moxa | Moxa EDS-408A |  |  |  | out of warranty | [10 empty] | Basement |  | 192.168.16.102 | Solarwinds | 192.168.16.198 (Logzilla) | n/a | [11 empty] | 192 | 168 | 254 | 200 | 1
a-135_1 | King | Additional Network Device (Basic) |  |  | ROTTMS Sign Board |  | 10.123.22.23 | [8 empty] | SSL NiBoard | [12 empty] | MP136_7A | [8 empty] | M-KE001 (FTP Username) | [9 empty] | 10 | 123 | 22 | 23 | 1 | 1 |  | 1 | 1
b-135_9 | King | Additional Network Device (Basic) |  |  | ROTTMS Sign Board |  | 10.123.26.21 | [8 empty] | SSL NiBoard | [12 empty] | MP136_7A | [8 empty] | M-KE002 (FTP Username) | [9 empty] | 10 | 123 | 26 | 21 | 1 | 1 |  |  | 1
c-136_1 | King | Additional Network Device (Basic) |  |  | ROTTMS Sign Board |  | 10.123.20.20 | [8 empty] | SSL NiBoard | [12 empty] | MP136_7A | [8 empty] | M-KE003 (FTP Username) | [9 empty] | 10 | 123 | 20 | 20 | 1 | 1 |  |  | 1
d-136_3 | King | Additional Network Device (Basic) |  |  | ROTTMS Sign Board |  | 10.123.24.29 | [8 empty] | SSL NiBoard | [12 empty] | MP136_7A | [8 empty] | M-KE004 (FTP Username) | [9 empty] | 10 | 123 | 24 | 29 | 1 | 1 |  |  | 1
e-136_5 | King | Additional Network Device (Basic) |  |  | ROTTMS Sign Board |  | 10.123.24.30 | [8 empty] | SSL NiBoard | [12 empty] | MP136_7A | [8 empty] | M-KE005 (FTP Username) | [9 empty] | 10 | 123 | 24 | 30 | 1 | 1 |  |  | 1
a-138_5 | King | Additional Network Device (Basic) |  |  | ROTTMS Sign Board |  | 10.123.22.45 | [8 empty] | SSL NiBoard | [12 empty] | MP140_1A | [8 empty] | M-KE006 (FTP Username) | [9 empty] | 10 | 123 | 22 | 45 | 1 | 1 |  | 1 | 1
f-138_5 | King | Additional Network Device (Basic) |  |  | ROTTMS Sign Board |  | 10.123.22.43 | [8 empty] | SSL NiBoard | [12 empty] | MP140_1A | [8 empty] | M-KE007 (FTP Username) | [9 empty] | 10 | 123 | 22 | 43 | 1 | 1 |  | 1 | 1
b-139_3 | King | Additional Network Device (Basic) |  |  | ROTTMS Sign Board |  | 10.123.24.44 | [8 empty] | SSL NiBoard | [12 empty] | MP140_1A | [8 empty] | M-KE008 (FTP Username) | [9 empty] | 10 | 123 | 24 | 44 | 1 | 1 |  |  | 1
c-139_5 | King | Additional Network Device (Basic) |  |  | ROTTMS Sign Board |  | 10.123.24.45 | [8 empty] | SSL NiBoard | [12 empty] | MP140_1A | [8 empty] | M-KE009 (FTP Username) | [9 empty] | 10 | 123 | 24 | 45 | 1 | 1 |  |  | 1
d-139_7 | King | Additional Network Device (Basic) |  |  | ROTTMS Sign Board |  | 10.123.22.54 | [8 empty] | SSL NiBoard | [12 empty] | MP140_1A | [8 empty] | M-KE010 (FTP Username) | [9 empty] | 10 | 123 | 22 | 54 | 1 | 1 |  | 1 | 1
e-139_9 | King | Additional Network Device (Basic) |  |  | ROTTMS Sign Board |  | 10.123.22.55 | [8 empty] | SSL NiBoard | [12 empty] | MP140_1A | [8 empty] | M-KE011 (FTP Username) | [9 empty] | 10 | 123 | 22 | 55 | 1 | 1 |  | 1 | 1
a-142_6 | King | Additional Network Device (Basic) |  |  | ROTTMS Sign Board |  | 10.123.22.68 | [8 empty] | SSL NiBoard | [12 empty] | MP144_3A | [8 empty] | M-KE012 (FTP Username) | [9 empty] | 10 | 123 | 22 | 68 | 1 | 1 |  | 1 | 1
b-143_5 | King | Additional Network Device (Basic) |  |  | ROTTMS Sign Board |  | 10.123.24.71 | [8 empty] | SSL NiBoard | [12 empty] | MP144_3A | [8 empty] | M-KE013 (FTP Username) | [9 empty] | 10 | 123 | 24 | 71 | 1 | 1 |  |  | 1
c-143_7 | King | Additional Network Device (Basic) |  |  | ROTTMS Sign Board |  | 10.123.24.72 | [8 empty] | SSL NiBoard | [12 empty] | MP144_3A | [8 empty] | M-KE014 (FTP Username) | [9 empty] | 10 | 123 | 24 | 72 | 1 | 1 |  |  | 1
d-143_9 | King | Additional Network Device (Basic) |  |  | ROTTMS Sign Board |  | 10.123.24.69 | [8 empty] | SSL NiBoard | [12 empty] | MP144_3A | [8 empty] | M-KE015 (FTP Username) | [9 empty] | 10 | 123 | 24 | 69 | 1 | 1 |  |  | 1
e-144_1 | King | Additional Network Device (Basic) |  |  | ROTTMS Sign Board |  | 10.123.24.70 | [8 empty] | SSL NiBoard | [12 empty] | MP144_3A | [8 empty] | M-KE016 (FTP Username) | [9 empty] | 10 | 123 | 24 | 70 | 1 | 1 |  |  | 1
a-145_4 | King | Additional Network Device (Basic) |  |  | ROTTMS Sign Board |  | 10.123.22.84 | [8 empty] | SSL NiBoard | [12 empty] | MP146_9A | [8 empty] | M-KE017 (FTP Username) | [9 empty] | 10 | 123 | 22 | 84 | 1 | 1 |  | 1 | 1
b1-146_1 | King | Additional Network Device (Basic) |  |  | ROTTMS Sign Board |  | 10.123.20.88 | [8 empty] | SSL NiBoard | [12 empty] | MP146_9A | [8 empty] | M-KE018 (FTP Username) | [9 empty] | 10 | 123 | 20 | 88 | 1 | 1 |  |  | 1
c1-146_3 | King | Additional Network Device (Basic) |  |  | ROTTMS Sign Board |  | 10.123.20.86 | [8 empty] | SSL NiBoard | [12 empty] | MP146_9A | [8 empty] | M-KE019 (FTP Username) | [9 empty] | 10 | 123 | 20 | 86 | 1 | 1 |  |  | 1
d1-146_6 | King | Additional Network Device (Basic) |  |  | ROTTMS Sign Board |  | 10.123.26.95 | [8 empty] | SSL NiBoard | [12 empty] | MP146_9A | [8 empty] | M-KE020 (FTP Username) | [9 empty] | 10 | 123 | 26 | 95 | 1 | 1 |  |  | 1
e1-146_8 | King | Additional Network Device (Basic) |  |  | ROTTMS Sign Board |  | 10.123.26.93 | [8 empty] | SSL NiBoard | [12 empty] | MP146_9A | [8 empty] | M-KE021 (FTP Username) | [9 empty] | 10 | 123 | 26 | 93 | 1 | 1 |  |  | 1
a-149_3 | King | Additional Network Device (Basic) |  |  | ROTTMS Sign Board |  | 10.123.34.12 | [8 empty] | SSL NiBOX | [12 empty] | MP150_9A | [8 empty] | M-KE022 (FTP Username) | [9 empty] | 10 | 123 | 34 | 12 | 1 | 1 |  | 1 | 1
b-150_1 | King | Additional Network Device (Basic) |  |  | ROTTMS Sign Board |  | 10.123.34.12 | [8 empty] | SSL NiBOX | [12 empty] | MP150_9A | [8 empty] | M-KE023 (FTP Username) | [9 empty] | 10 | 123 | 34 | 12 | 1 | 1 |  |  | 1
c-150_3 | King | Additional Network Device (Basic) |  |  | ROTTMS Sign Board |  | 10.123.34.12 | [8 empty] | SSL NiBOX | [12 empty] | MP150_9A | [8 empty] | M-KE024 (FTP Username) | [9 empty] | 10 | 123 | 34 | 12 | 1 | 1 |  |  | 1
d-150_5 | King | Additional Network Device (Basic) |  |  | ROTTMS Sign Board |  | 10.123.34.12 | [8 empty] | SSL NiBOX | [12 empty] | MP150_9A | [8 empty] | M-KE025 (FTP Username) | [9 empty] | 10 | 123 | 34 | 12 | 1 | 1 |  |  | 1
e-150_7 | King | Additional Network Device (Basic) |  |  | ROTTMS Sign Board |  | 10.123.34.12 | [8 empty] | SSL NiBOX | [12 empty] | MP150_9A | [8 empty] | M-KE026 (FTP Username) | [9 empty] | 10 | 123 | 34 | 12 | 1 | 1 |  |  | 1
a-154_2 | King | Additional Network Device (Basic) |  |  | ROTTMS Sign Board |  | 10.123.32.46 | [8 empty] | SSL NiBOX | [12 empty] | MP155_7A | [8 empty] | M-KE027 (FTP Username) | [9 empty] | 10 | 123 | 32 | 46 | 1 | 1 |  | 1 | 1
b-154_9 | King | Additional Network Device (Basic) |  |  | ROTTMS Sign Board |  | 10.123.32.46 | [8 empty] | SSL NiBOX | [12 empty] | MP155_7A | [8 empty] | M-KE028 (FTP Username) | [9 empty] | 10 | 123 | 32 | 46 | 1 | 1 |  |  | 1
c-155_1 | King | Additional Network Device (Basic) |  |  | ROTTMS Sign Board |  | 10.123.32.46 | [8 empty] | SSL NiBOX | [12 empty] | MP155_7A | [8 empty] | M-KE029 (FTP Username) | [9 empty] | 10 | 123 | 32 | 46 | 1 | 1 |  |  | 1
d-155_3 | King | Additional Network Device (Basic) |  |  | ROTTMS Sign Board |  | 10.123.32.46 | [8 empty] | SSL NiBOX | [12 empty] | MP155_7A | [8 empty] | M-KE030 (FTP Username) | [9 empty] | 10 | 123 | 32 | 46 | 1 | 1 |  |  | 1
e-155_5 | King | Additional Network Device (Basic) |  |  | ROTTMS Sign Board |  | 10.123.32.46 | [8 empty] | SSL NiBOX | [12 empty] | MP155_7A | [8 empty] | M-KE031 (FTP Username) | [9 empty] | 10 | 123 | 32 | 46 | 1 | 1 |  |  | 1
a-157_6 | King | Additional Network Device (Basic) |  |  | ROTTMS Sign Board |  | 10.123.32.71 | [8 empty] | SSL NiBOX | [12 empty] | MP159_2A | [8 empty] | M-KE032 (FTP Username) | [9 empty] | 10 | 123 | 32 | 71 | 1 | 1 |  | 1 | 1
b1-158_4 | King | Additional Network Device (Basic) |  |  | ROTTMS Sign Board |  | 10.123.32.71 | [8 empty] | SSL NiBOX | [12 empty] | MP159_2A | [8 empty] | M-KE033 (FTP Username) | [9 empty] | 10 | 123 | 32 | 71 | 1 | 1 |  |  | 1
c1-158_6 | King | Additional Network Device (Basic) |  |  | ROTTMS Sign Board |  | 10.123.32.71 | [8 empty] | SSL NiBOX | [12 empty] | MP159_2A | [8 empty] | M-KE034 (FTP Username) | [9 empty] | 10 | 123 | 32 | 71 | 1 | 1 |  |  | 1
d1-158_8 | King | Additional Network Device (Basic) |  |  | ROTTMS Sign Board |  | 10.123.32.71 | [8 empty] | SSL NiBOX | [12 empty] | MP159_2A | [8 empty] | M-KE035 (FTP Username) | [9 empty] | 10 | 123 | 32 | 71 | 1 | 1 |  |  | 1
e1-159_0 | King | Additional Network Device (Basic) |  |  | ROTTMS Sign Board |  | 10.123.32.71 | [8 empty] | SSL NiBOX | [12 empty] | MP159_2A | [8 empty] | M-KE036 (FTP Username) | [9 empty] | 10 | 123 | 32 | 71 | 1 | 1 |  |  | 1
b-27_0 | King | Additional Network Device (Basic) |  |  | ROTTMS Sign Board |  | 10.123.40.94 | [8 empty] | SSL NiBoard | [12 empty] | MP27_9A | [8 empty] | M-KE037 (FTP Username) | [9 empty] | 10 | 123 | 40 | 94 | 1 | 1 |  |  | 1
c-27_3 | King | Additional Network Device (Basic) |  |  | ROTTMS Sign Board |  | 10.123.38.94 | [8 empty] | SSL NiBoard | [12 empty] | MP27_9A | [8 empty] | M-KE038 | [9 empty] | 10 | 123 | 38 | 94 | 1 | 1 |  |  | 1
d-27_5 | King | Additional Network Device (Basic) |  |  | ROTTMS Sign Board |  | 10.123.38.95 | [8 empty] | SSL NiBoard | [12 empty] | MP27_9A | [8 empty] | M-KE039 | [9 empty] | 10 | 123 | 38 | 95 | 1 | 1 |  |  | 1
e-27_7 | King | Additional Network Device (Basic) |  |  | ROTTMS Sign Board |  | 10.123.42.85 | [8 empty] | SSL NiBoard | [12 empty] | MP27_9A | [8 empty] | M-KE040 | [9 empty] | 10 | 123 | 42 | 85 | 1 | 1 |  |  | 1
a-29_9+50 | King | Additional Network Device (Basic) |  |  | ROTTMS Sign Board |  | 10.123.40.98 | [8 empty] | SSL NiBoard | [12 empty] | MP31_6+50A | [8 empty] | M-KE041 | [9 empty] | 10 | 123 | 40 | 98 | 1 | 1 |  |  | 1
b-30_8 | King | Additional Network Device (Basic) |  |  | ROTTMS Sign Board |  | 10.123.38.81 | [8 empty] | SSL NiBoard | [12 empty] | MP31_6+50A | [8 empty] | M-KE042 | [9 empty] | 10 | 123 | 38 | 81 | 1 | 1 |  |  | 1
c-30_9+50 | King | Additional Network Device (Basic) |  |  | ROTTMS Sign Board |  | 10.123.38.98 | [8 empty] | SSL NiBoard | [12 empty] | MP31_6+50A | [8 empty] | M-KE043 | [9 empty] | 10 | 123 | 38 | 98 | 1 | 1 |  |  | 1
d-31_2 | King | Additional Network Device (Basic) |  |  | ROTTMS Sign Board |  | 10.123.42.72 | [8 empty] | SSL NiBoard | [12 empty] | MP31_6+50A | [8 empty] | M-KE044 | [9 empty] | 10 | 123 | 42 | 72 | 1 | 1 |  |  | 1
e-31_4+50 | King | Additional Network Device (Basic) |  |  | ROTTMS Sign Board |  | 10.123.40.71 | [8 empty] | SSL NiBoard | [12 empty] | MP31_6+50A | [8 empty] | M-KE045 | [9 empty] | 10 | 123 | 40 | 71 | 1 | 1 |  |  | 1
a-33_9+75 | King | Additional Network Device (Basic) |  |  | ROTTMS Sign Board |  | 10.123.38.65 | [8 empty] | SSL NiBoard | [12 empty] | MP35_4A | [8 empty] | M-KE046 | [9 empty] | 10 | 123 | 38 | 65 | 1 | 1 |  |  | 1
b-34_6 | King | Additional Network Device (Basic) |  |  | ROTTMS Sign Board |  | 10.123.36.59 | [8 empty] | SSL NiBoard | [12 empty] | MP35_4A | [8 empty] | M-KE047 | [9 empty] | 10 | 123 | 36 | 59 | 1 | 1 |  |  | 1
c-34_8 | King | Additional Network Device (Basic) |  |  | ROTTMS Sign Board |  | 10.123.36.56 | [8 empty] | SSL NiBoard | [12 empty] | MP35_4A | [8 empty] | M-KE048 | [9 empty] | 10 | 123 | 36 | 56 | 1 | 1 |  |  | 1
d-35_0 | King | Additional Network Device (Basic) |  |  | ROTTMS Sign Board |  | 10.123.36.57 | [8 empty] | SSL NiBoard | [12 empty] | MP35_4A | [8 empty] | M-KE049 | [9 empty] | 10 | 123 | 36 | 57 | 1 | 1 |  |  | 1
e-35_2 | King | Additional Network Device (Basic) |  |  | ROTTMS Sign Board |  | 10.123.40.54 | [8 empty] | SSL NiBoard | [12 empty] | MP35_4A | [8 empty] | M-KE050 | [9 empty] | 10 | 123 | 40 | 54 | 1 | 1 |  |  | 1
a-37_6 | King | Additional Network Device (Basic) |  |  | ROTTMS Sign Board |  | 10.123.38.39 | [8 empty] | SSL NiBoard | [12 empty] | MP39_2A | [8 empty] | M-KE051 | [9 empty] | 10 | 123 | 38 | 39 | 1 | 1 |  |  | 1
b-38_4 | King | Additional Network Device (Basic) |  |  | ROTTMS Sign Board |  | 10.123.38.41 | [8 empty] | SSL NiBoard | [12 empty] | MP39_2A | [8 empty] | M-KE052 | [9 empty] | 10 | 123 | 38 | 41 | 1 | 1 |  |  | 1
c-38_6 | King | Additional Network Device (Basic) |  |  | ROTTMS Sign Board |  | 10.123.36.31 | [8 empty] | SSL NiBoard | [12 empty] | MP39_2A | [8 empty] | M-KE053 | [9 empty] | 10 | 123 | 36 | 31 | 1 | 1 |  |  | 1
d-38_8 | King | Additional Network Device (Basic) |  |  | ROTTMS Sign Board |  | 10.123.36.30 | [8 empty] | SSL NiBoard | [12 empty] | MP39_2A | [8 empty] | M-KE054 | [9 empty] | 10 | 123 | 36 | 30 | 1 | 1 |  |  | 1
e-39_0 | King | Additional Network Device (Basic) |  |  | ROTTMS Sign Board |  | 10.123.36.29 | [8 empty] | SSL NiBoard | [12 empty] | MP39_2A | [8 empty] | M-KE055 | [9 empty] | 10 | 123 | 36 | 29 | 1 | 1 |  |  | 1
b-41_3+25 | King | Additional Network Device (Basic) |  |  | ROTTMS Sign Board |  | 10.123.38.13 | [8 empty] | SSL NiBoard | [12 empty] | MP40_4B | [8 empty] | M-KE056 | [9 empty] | 10 | 123 | 38 | 13 | 1 | 1 |  |  | 1
c-41_1 | King | Additional Network Device (Basic) |  |  | ROTTMS Sign Board |  | 10.123.38.14 | [8 empty] | SSL NiBoard | [12 empty] | MP40_4B | [8 empty] | M-KE057 | [9 empty] | 10 | 123 | 38 | 14 | 1 | 1 |  |  | 1
d-40_8 | King | Additional Network Device (Basic) |  |  | ROTTMS Sign Board |  | 10.123.40.24 | [8 empty] | SSL NiBoard | [12 empty] | MP40_4B | [8 empty] | M-KE058 | [9 empty] | 10 | 123 | 40 | 24 | 1 | 1 |  |  | 1
e-40_6 | King | Additional Network Device (Basic) |  |  | ROTTMS Sign Board |  | 10.123.40.25 | [8 empty] | SSL NiBoard | [12 empty] | MP40_4B | [8 empty] | M-KE059 | [9 empty] | 10 | 123 | 40 | 25 | 1 | 1 |  |  | 1
a-38_2 | King | Additional Network Device (Basic) |  |  | ROTTMS Sign Board |  | 10.123.38.40 | [8 empty] | SSL NiBoard | [12 empty] | MP36_6B | [8 empty] | M-KE060 | [9 empty] | 10 | 123 | 38 | 40 | 1 | 1 |  |  | 1
b-37_4 | King | Additional Network Device (Basic) |  |  | ROTTMS Sign Board |  | 10.123.42.40 | [8 empty] | SSL NiBoard | [12 empty] | MP36_6B | [8 empty] | M-KE061 | [9 empty] | 10 | 123 | 42 | 40 | 1 | 1 |  |  | 1
c-37_1+60 | King | Additional Network Device (Basic) |  |  | ROTTMS Sign Board |  | 10.123.42.39 | [8 empty] | SSL NiBoard | [12 empty] | MP36_6B | [8 empty] | M-KE062 | [9 empty] | 10 | 123 | 42 | 39 | 1 | 1 |  |  | 1
d-37_0 | King | Additional Network Device (Basic) |  |  | ROTTMS Sign Board |  | 10.123.42.41 | [8 empty] | SSL NiBoard | [12 empty] | MP36_6B | [8 empty] | M-KE063 | [9 empty] | 10 | 123 | 42 | 41 | 1 | 1 |  |  | 1
e-36_8 | King | Additional Network Device (Basic) |  |  | ROTTMS Sign Board |  | 10.123.38.47 | [8 empty] | SSL NiBoard | [12 empty] | MP36_6B | [8 empty] | M-KE064 | [9 empty] | 10 | 123 | 38 | 47 | 1 | 1 |  |  | 1
a-34_4 | King | Additional Network Device (Basic) |  |  | ROTTMS Sign Board |  | 10.123.36.60 | [8 empty] | SSL NiBoard | [12 empty] | MP32_8B | [8 empty] | M-KE065 | [9 empty] | 10 | 123 | 36 | 60 | 1 | 1 |  |  | 1
b-33_7 | King | Additional Network Device (Basic) |  |  | ROTTMS Sign Board |  | 10.123.38.64 | [8 empty] | SSL NiBoard | [12 empty] | MP32_8B | [8 empty] | M-KE066 | [9 empty] | 10 | 123 | 38 | 64 | 1 | 1 |  |  | 1
c-33_4 | King | Additional Network Device (Basic) |  |  | ROTTMS Sign Board |  | 10.123.40.60 | [8 empty] | SSL NiBoard | [12 empty] | MP32_8B | [8 empty] | M-KE067 | [9 empty] | 10 | 123 | 40 | 60 | 1 | 1 |  |  | 1
d-33_2 | King | Additional Network Device (Basic) |  |  | ROTTMS Sign Board |  | 10.123.40.59 | [8 empty] | SSL NiBoard | [12 empty] | MP32_8B | [8 empty] | M-KE068 | [9 empty] | 10 | 123 | 40 | 59 | 1 | 1 |  |  | 1
e-33_0 | King | Additional Network Device (Basic) |  |  | ROTTMS Sign Board |  | 10.123.36.71 | [8 empty] | SSL NiBoard | [12 empty] | MP32_8B | [8 empty] | M-KE069 | [9 empty] | 10 | 123 | 36 | 71 | 1 | 1 |  |  | 1
a-30_7+50 | King | Additional Network Device (Basic) |  |  | ROTTMS Sign Board |  | 10.123.38.80 | [8 empty] | SSL NiBoard | [12 empty] | MP29_1B | [8 empty] | M-KE070 | [9 empty] | 10 | 123 | 38 | 80 | 1 | 1 |  |  | 1
b-29_9 | King | Additional Network Device (Basic) |  |  | ROTTMS Sign Board |  | 10.123.36.89 | [8 empty] | SSL NiBoard | [12 empty] | MP29_1B | [8 empty] | M-KE071 | [9 empty] | 10 | 123 | 36 | 89 | 1 | 1 |  |  | 1
c-29_7+25 | King | Additional Network Device (Basic) |  |  | ROTTMS Sign Board |  | 10.123.36.88 | [8 empty] | SSL NiBoard | [12 empty] | MP29_1B | [8 empty] | M-KE072 | [9 empty] | 10 | 123 | 36 | 88 | 1 | 1 |  |  | 1
d-29_5+75 | King | Additional Network Device (Basic) |  |  | ROTTMS Sign Board |  | 10.123.42.77 | [8 empty] | SSL NiBoard | [12 empty] | MP29_1B | [8 empty] | M-KE073 | [9 empty] | 10 | 123 | 42 | 77 | 1 | 1 |  |  | 1
e-29_3 | King | Additional Network Device (Basic) |  |  | ROTTMS Sign Board |  | 10.123.42.76 | [8 empty] | SSL NiBoard | [12 empty] | MP29_1B | [8 empty] | M-KE074 | [9 empty] | 10 | 123 | 42 | 76 | 1 | 1 |  |  | 1
a-159_8_I | King | Additional Network Device (Basic) |  |  | ROTTMS Sign Board |  | 10.123.32.72 | [8 empty] | SSL NiBOX | [12 empty] | MP158_3B | [8 empty] | M-KE075 | [9 empty] | 10 | 123 | 32 | 72 | 1 | 1 |  | 1 | 1
a-159_8_II | King | Additional Network Device (Basic) |  |  | ROTTMS Sign Board |  | 10.123.32.72 | [8 empty] | SSL NiBOX | [12 empty] | MP158_3B | [8 empty] | M-KE076 | [9 empty] | 10 | 123 | 32 | 72 | 1 | 1 |  |  | 1
f-159_4 | King | Additional Network Device (Basic) |  |  | ROTTMS Sign Board |  | 10.123.32.72 | [8 empty] | SSL NiBOX | [12 empty] | MP158_3B | [8 empty] | M-KE077 | [9 empty] | 10 | 123 | 32 | 72 | 1 | 1 |  |  | 1
b-159_1 | King | Additional Network Device (Basic) |  |  | ROTTMS Sign Board |  | 10.123.32.72 | [8 empty] | SSL NiBOX | [12 empty] | MP158_3B | [8 empty] | M-KE078 | [9 empty] | 10 | 123 | 32 | 72 | 1 | 1 |  |  | 1
c-159_9 | King | Additional Network Device (Basic) |  |  | ROTTMS Sign Board |  | 10.123.32.72 | [8 empty] | SSL NiBOX | [12 empty] | MP158_3B | [8 empty] | M-KE079 | [9 empty] | 10 | 123 | 32 | 72 | 1 | 1 |  |  | 1
d-158_7 | King | Additional Network Device (Basic) |  |  | ROTTMS Sign Board |  | 10.123.32.72 | [8 empty] | SSL NiBOX | [12 empty] | MP158_3B | [8 empty] | M-KE080 | [9 empty] | 10 | 123 | 32 | 72 | 1 | 1 |  |  | 1
e-158_5 | King | Additional Network Device (Basic) |  |  | ROTTMS Sign Board |  | 10.123.32.72 | [8 empty] | SSL NiBOX | [12 empty] | MP158_3B | [8 empty] | M-KE081 | [9 empty] | 10 | 123 | 32 | 72 | 1 | 1 |  |  | 1
a-156_0 | King | Additional Network Device (Basic) |  |  | ROTTMS Sign Board |  | 10.123.32.45 | [8 empty] | SSL NiBOX | [12 empty] | MP154_4B | [8 empty] | M-KE082 | [9 empty] | 10 | 123 | 32 | 45 | 1 | 1 |  | 1 | 1
b-155_2 | King | Additional Network Device (Basic) |  |  | ROTTMS Sign Board |  | 10.123.32.45 | [8 empty] | SSL NiBOX | [12 empty] | MP154_4B | [8 empty] | M-KE083 | [9 empty] | 10 | 123 | 32 | 45 | 1 | 1 |  |  | 1
c-155_0 | King | Additional Network Device (Basic) |  |  | ROTTMS Sign Board |  | 10.123.32.45 | [8 empty] | SSL NiBOX | [12 empty] | MP154_4B | [8 empty] | M-KE084 | [9 empty] | 10 | 123 | 32 | 45 | 1 | 1 |  |  | 1
d-154_8 | King | Additional Network Device (Basic) |  |  | ROTTMS Sign Board |  | 10.123.32.45 | [8 empty] | SSL NiBOX | [12 empty] | MP154_4B | [8 empty] | M-KE085 | [9 empty] | 10 | 123 | 32 | 45 | 1 | 1 |  |  | 1
e-154_6 | King | Additional Network Device (Basic) |  |  | ROTTMS Sign Board |  | 10.123.32.45 | [8 empty] | SSL NiBOX | [12 empty] | MP154_4B | [8 empty] | M-KE086 | [9 empty] | 10 | 123 | 32 | 45 | 1 | 1 |  |  | 1
a-151_6 | King | Additional Network Device (Basic) |  |  | ROTTMS Sign Board |  | 10.123.34.13 | [8 empty] | SSL NiBOX | [12 empty] | MP150_0B | [8 empty] | M-KE087 | [9 empty] | 10 | 123 | 34 | 13 | 1 | 1 |  | 1 | 1
b-150_8 | King | Additional Network Device (Basic) |  |  | ROTTMS Sign Board |  | 10.123.34.13 | [8 empty] | SSL NiBOX | [12 empty] | MP150_0B | [8 empty] | M-KE088 | [9 empty] | 10 | 123 | 34 | 13 | 1 | 1 |  |  | 1
c-150_6 | King | Additional Network Device (Basic) |  |  | ROTTMS Sign Board |  | 10.123.34.13 | [8 empty] | SSL NiBOX | [12 empty] | MP150_0B | [8 empty] | M-KE089 | [9 empty] | 10 | 123 | 34 | 13 | 1 | 1 |  |  | 1
d-150_4 | King | Additional Network Device (Basic) |  |  | ROTTMS Sign Board |  | 10.123.34.13 | [8 empty] | SSL NiBOX | [12 empty] | MP150_0B | [8 empty] | M-KE090 | [9 empty] | 10 | 123 | 34 | 13 | 1 | 1 |  |  | 1
e-150_2 | King | Additional Network Device (Basic) |  |  | ROTTMS Sign Board |  | 10.123.34.13 | [8 empty] | SSL NiBOX | [12 empty] | MP150_0B | [8 empty] | M-KE091 | [9 empty] | 10 | 123 | 34 | 13 | 1 | 1 |  |  | 1
a-147_4 | King | Additional Network Device (Basic) |  |  | ROTTMS Sign Board |  | 10.123.30.15 | [8 empty] | SSL NiBoard | [12 empty] | MP145_9B | [8 empty] | M-KE092 | [9 empty] | 10 | 123 | 30 | 15 | 1 | 1 |  |  | 1
f-147_1 | King | Additional Network Device (Basic) |  |  | ROTTMS Sign Board |  | 10.123.22.92 | [8 empty] | SSL NiBoard | [12 empty] | MP145_9B | [8 empty] | M-KE093 | [9 empty] | 10 | 123 | 22 | 92 | 1 | 1 |  | 1 | 1
b-146_8 | King | Additional Network Device (Basic) |  |  | ROTTMS Sign Board |  | 10.123.26.94 | [8 empty] | SSL NiBoard | [12 empty] | MP145_9B | [8 empty] | M-KE094 | [9 empty] | 10 | 123 | 26 | 94 | 1 | 1 |  |  | 1
b-146_8 | King | Additional Network Device (Basic) |  |  | ROTTMS Sign Board |  | 10.123.22.93 | [8 empty] | SSL NiBoard | [12 empty] | MP145_9B | [8 empty] | M-KE095 | [9 empty] | 10 | 123 | 22 | 93 | 1 | 1 |  | 1 | 1
c-146_6 | King | Additional Network Device (Basic) |  |  | ROTTMS Sign Board |  | 10.123.26.96 | [8 empty] | SSL NiBoard | [12 empty] | MP145_9B | [8 empty] | M-KE096 | [9 empty] | 10 | 123 | 26 | 96 | 1 | 1 |  |  | 1
d-146_3 | King | Additional Network Device (Basic) |  |  | ROTTMS Sign Board |  | 10.123.20.87 | [8 empty] | SSL NiBoard | [12 empty] | MP145_9B | [8 empty] | M-KE097 | [9 empty] | 10 | 123 | 20 | 87 | 1 | 1 |  |  | 1
e-146_1 | King | Additional Network Device (Basic) |  |  | ROTTMS Sign Board |  | 10.123.20.89 | [8 empty] | SSL NiBoard | [12 empty] | MP145_9B | [8 empty] | M-KE098 | [9 empty] | 10 | 123 | 20 | 89 | 1 | 1 |  |  | 1
a-144_0 | King | Additional Network Device (Basic) |  |  | ROTTMS Sign Board |  | 10.123.22.77 | [8 empty] | SSL NiBoard | [12 empty] | MP142_4B | [8 empty] | M-KE099 | [9 empty] | 10 | 123 | 22 | 77 | 1 | 1 |  | 1 | 1
b-143_2 | King | Additional Network Device (Basic) |  |  | ROTTMS Sign Board |  | 10.123.20.69 | [8 empty] | SSL NiBoard | [12 empty] | MP142_4B | [8 empty] | M-KE100 | [9 empty] | 10 | 123 | 20 | 69 | 1 | 1 |  |  | 1
c-143_0 | King | Additional Network Device (Basic) |  |  | ROTTMS Sign Board |  | 10.123.26.70 | [8 empty] | SSL NiBoard | [12 empty] | MP142_4B | [8 empty] | M-KE101 | [9 empty] | 10 | 123 | 26 | 70 | 1 | 1 |  |  | 1
d-142_8 | King | Additional Network Device (Basic) |  |  | ROTTMS Sign Board |  | 10.123.26.69 | [8 empty] | SSL NiBoard | [12 empty] | MP142_4B | [8 empty] | M-KE102 | [9 empty] | 10 | 123 | 26 | 69 | 1 | 1 |  |  | 1
e-142_6 | King | Additional Network Device (Basic) |  |  | ROTTMS Sign Board |  | 10.123.22.69 | [8 empty] | SSL NiBoard | [12 empty] | MP142_4B | [8 empty] | M-KE103 | [9 empty] | 10 | 123 | 22 | 69 | 1 | 1 |  | 1 | 1
a-141_6 | King | Additional Network Device (Basic) |  |  | ROTTMS Sign Board |  | 10.123.26.61 | [8 empty] | SSL NiBoard | [12 empty] | MP139_9B | [8 empty] | M-KE104 | [9 empty] | 10 | 123 | 26 | 61 | 1 | 1 |  |  | 1
b-140_7 | King | Additional Network Device (Basic) |  |  | ROTTMS Sign Board |  | 10.123.24.52 | [8 empty] | SSL NiBoard | [12 empty] | MP139_9B | [8 empty] | M-KE105 | [9 empty] | 10 | 123 | 24 | 52 | 1 | 1 |  | 1 | 1
c-140_5 | King | Additional Network Device (Basic) |  |  | ROTTMS Sign Board |  | 10.123.26.53 | [8 empty] | SSL NiBoard | [12 empty] | MP139_9B | [8 empty] | M-KE106 | [9 empty] | 10 | 123 | 26 | 53 | 1 | 1 |  |  | 1
d-140_3 | King | Additional Network Device (Basic) |  |  | ROTTMS Sign Board |  | 10.123.26.52 | [8 empty] | SSL NiBoard | [12 empty] | MP139_9B | [8 empty] | M-KE107 | [9 empty] | 10 | 123 | 26 | 52 | 1 | 1 |  |  | 1
e-140_1 | King | Additional Network Device (Basic) |  |  | ROTTMS Sign Board |  | 10.123.22.56 | [8 empty] | SSL NiBoard | [12 empty] | MP139_9B | [8 empty] | M-KE108 | [9 empty] | 10 | 123 | 22 | 56 | 1 | 1 |  | 1 | 1
a-138_4 | King | Additional Network Device (Basic) |  |  | ROTTMS Sign Board |  | 10.123.22.44 | [8 empty] | SSL NiBoard | [12 empty] | MP136_7B | [8 empty] | M-KE109 | [9 empty] | 10 | 123 | 22 | 44 | 1 | 1 |  | 1 | 1
f-138_2 | King | Additional Network Device (Basic) |  |  | ROTTMS Sign Board |  | 10.123.24.35 | [8 empty] | SSL NiBoard | [12 empty] | MP136_7B | [8 empty] | M-KE110 | [9 empty] | 10 | 123 | 24 | 35 | 1 | 1 |  |  | 1
b-137_5 | King | Additional Network Device (Basic) |  |  | ROTTMS Sign Board |  | 10.123.26.39 | [8 empty] | SSL NiBoard | [12 empty] | MP136_7B | [8 empty] | M-KE111 | [9 empty] | 10 | 123 | 26 | 39 | 1 | 1 |  |  | 1
c-137_4 | King | Additional Network Device (Basic) |  |  | ROTTMS Sign Board |  | 10.123.22.38 | [8 empty] | SSL NiBoard | [12 empty] | MP136_7B | [8 empty] | M-KE112 | [9 empty] | 10 | 123 | 22 | 38 | 1 | 1 |  | 1 | 1
d-137_1 | King | Additional Network Device (Basic) |  |  | ROTTMS Sign Board |  | 10.123.22.37 | [8 empty] | SSL NiBoard | [12 empty] | MP136_7B | [8 empty] | M-KE113 | [9 empty] | 10 | 123 | 22 | 37 | 1 | 1 |  | 1 | 1
e-136_9 | King | Additional Network Device (Basic) |  |  | ROTTMS Sign Board |  | 10.123.20.29 | [8 empty] | SSL NiBoard | [12 empty] | MP136_7B | [8 empty] | M-KE114 | [9 empty] | 10 | 123 | 20 | 29 | 1 | 1 |  |  | 1
N/A | King | Additional Network Device (Basic) |  |  | ROTTMS Sign Board |  | N/A | [8 empty] | N/A | [12 empty] | N/A | Spares | M25 | Sect 5b | [5 empty] | M-KE115 | [9 empty] | N/A |  |  |  | 0 | 0 |  |  | N/A
N/A | King | Additional Network Device (Basic) |  |  | ROTTMS Sign Board |  | N/A | [8 empty] | N/A | [12 empty] | N/A | Spares | M25 | Sect 5b | [5 empty] | M-KE116 | [9 empty] | N/A |  |  |  | 0 | 0 |  |  | N/A
N/A | King | Additional Network Device (Basic) |  |  | ROTTMS Sign Board |  | N/A | [8 empty] | N/A | [12 empty] | N/A | Spares | M25 | Sect 5b | [5 empty] | M-KE117 | [9 empty] | N/A |  |  |  | 0 | 0 |  |  | N/A
N/A | King | Additional Network Device (Basic) |  |  | ROTTMS Sign Board |  | N/A | [8 empty] | N/A | [12 empty] | N/A | Spares | M25 | Sect 5b | [5 empty] | M-KE118 | [9 empty] | N/A |  |  |  | 0 | 0 |  |  | N/A
N/A | King | Additional Network Device (Basic) |  |  | ROTTMS Sign Board |  | N/A | [8 empty] | N/A | [12 empty] | N/A | Spares | M25 | Sect 5b | [5 empty] | M-KE119 | [9 empty] | N/A |  |  |  | 0 | 0 |  |  | N/A
SN4030 | King | Additional Network Device (Basic) |  |  | ROTTMS Sign Board |  | 172.22.4.86 | [8 empty] | SSL NiBOX | [10 empty] | Darford |  | DARTFORD | [8 empty] | M-KE120 | [9 empty] | 172 | 22 | 4 | 86 | 1
SN4031 | King | Additional Network Device (Basic) |  |  | ROTTMS Sign Board |  | 172.22.4.86 | [8 empty] | SSL NiBOX | [10 empty] | Darford |  | DARTFORD | [8 empty] | M-KE121 | [9 empty] | 172 | 22 | 4 | 86 | 1
SN4032 | King | Additional Network Device (Basic) |  |  | ROTTMS Sign Board |  | 172.22.4.86 | [8 empty] | SSL NiBOX | [10 empty] | Darford |  | DARTFORD | [8 empty] | M-KE122 | [9 empty] | 172 | 22 | 4 | 86 | 1
SN4033 | King | Additional Network Device (Basic) |  |  | ROTTMS Sign Board |  | 172.22.4.86 | [8 empty] | SSL NiBOX | [10 empty] | Darford |  | DARTFORD | [8 empty] | M-KE123 | [9 empty] | 172 | 22 | 4 | 86 | 1
SN4034 | King | Additional Network Device (Basic) |  |  | ROTTMS Sign Board |  | 172.22.4.86 | [8 empty] | SSL NiBOX | [10 empty] | Darford |  | DARTFORD | [8 empty] | M-KE124 | [9 empty] | 172 | 22 | 4 | 86 | 1
SN4035 | King | Additional Network Device (Basic) |  |  | ROTTMS Sign Board |  | 172.22.4.86 | [8 empty] | SSL NiBOX | [10 empty] | Darford |  | DARTFORD | [8 empty] | M-KE125 | [9 empty] | 172 | 22 | 4 | 86 | 1
SN4036 | King | Additional Network Device (Basic) |  |  | ROTTMS Sign Board |  | 172.22.4.86 | [8 empty] | SSL NiBOX | [10 empty] | Darford |  | DARTFORD | [8 empty] | M-KE126 | [9 empty] | 172 | 22 | 4 | 86 | 1
SN4037 | King | Additional Network Device (Basic) |  |  | ROTTMS Sign Board |  | 172.22.4.86 | [8 empty] | SSL NiBOX | [10 empty] | Darford |  | DARTFORD | [8 empty] | M-KE127 | [9 empty] | 172 | 22 | 4 | 86 | 1
N/A | King | Additional Network Device (Basic) |  |  | ROTTMS Sign Board |  | N/A | [8 empty] | N/A | [12 empty] | N/A | Spares | M25 | Dartford Crossing | [5 empty] | M-KE128 | [9 empty] | N/A |  |  |  | 0 | 0 |  |  | N/A
N/A | King | Additional Network Device (Basic) |  |  | ROTTMS Sign Board |  | N/A | [8 empty] | N/A | [12 empty] | N/A | Spares | M25 | Dartford Crossing | [5 empty] | M-KE129 | [9 empty] | N/A |  |  |  | 0 | 0 |  |  | N/A
MP185/1+83A-ac- | King | Additional Network Device (Basic) |  |  | ROTTMS Sign Board |  | 172.21.14.21 | [8 empty] | SSL NiBoard | [12 empty] | Screen-24 | [8 empty] | M-KE130 | [9 empty] | 172 | 21 | 14 | 22 | 1
MP185/1+83A-ah- | King | Additional Network Device (Basic) |  |  | ROTTMS Sign Board |  | 172.21.14.22 | [8 empty] | SSL NiBoard | [12 empty] | Screen-24 | [8 empty] | M-KE131 | [9 empty] | 172 | 21 | 14 | 21 | 1
MP186/0+66A-bc- | King | Additional Network Device (Basic) |  |  | ROTTMS Sign Board |  | 172.21.15.27 | [8 empty] | SSL NiBoard | [12 empty] | Screen-24 | [8 empty] | M-KE132 | [9 empty] | 172 | 21 | 15 | 28 | 1
MP186/0+66A-bh- | King | Additional Network Device (Basic) |  |  | ROTTMS Sign Board |  | 172.21.15.28 | [8 empty] | SSL NiBoard | [12 empty] | Screen-24 | [8 empty] | M-KE133 | [9 empty] | 172 | 21 | 15 | 27 | 1
MP186/2+10A-cc- | King | Additional Network Device (Basic) |  |  | ROTTMS Sign Board |  | 172.21.14.28 | [8 empty] | SSL NiBoard | [12 empty] | Screen-24 | [8 empty] | M-KE134 | [9 empty] | 172 | 21 | 14 | 31 | 1
MP186/2+10A-ch- | King | Additional Network Device (Basic) |  |  | ROTTMS Sign Board |  | 172.21.14.31 | [8 empty] | SSL NiBoard | [12 empty] | Screen-24 | [8 empty] | M-KE135 | [9 empty] | 172 | 21 | 14 | 28 | 1
MP186/3+98A-dc- | King | Additional Network Device (Basic) |  |  | ROTTMS Sign Board |  | 172.21.15.29 | [8 empty] | SSL NiBoard | [12 empty] | Screen-24 | [8 empty] | M-KE136 | [9 empty] | 172 | 21 | 15 | 30 | 1
MP186/3+98A-dh- | King | Additional Network Device (Basic) |  |  | ROTTMS Sign Board |  | 172.21.15.30 | [8 empty] | SSL NiBoard | [12 empty] | Screen-24 | [8 empty] | M-KE137 | [9 empty] | 172 | 21 | 15 | 29 | 1
MP186/5+97A-ec- | King | Additional Network Device (Basic) |  |  | ROTTMS Sign Board |  | 172.21.15.31 | [8 empty] | SSL NiBoard | [12 empty] | Screen-24 | [8 empty] | M-KE138 | [9 empty] | 172 | 21 | 15 | 33 | 1
MP186/5+97A-eh- | King | Additional Network Device (Basic) |  |  | ROTTMS Sign Board |  | 172.21.15.33 | [8 empty] | SSL NiBoard | [12 empty] | Screen-24 | [8 empty] | M-KE139 | [9 empty] | 172 | 21 | 15 | 31 | 1
Nissen000 | King | Service Management |  |  | Workstation |  | 192.168.12.10 |  | 255.255.255.0 | [6 empty] | Dell Poweredge R730 (2U Server) | [12 empty] | IT4Automation | [8 empty] | N/A | [13 empty] | 132 | 114 | 0 | 22 | 114
South Mimms Client 1 | King | Managed Workstation |  |  | Workstation | [9 empty] | Panasonic | PC | [10 empty] | Epsom |  |  |  | Ground | [6 empty] | B-BKE008 | [9 empty] | 192 | 168 | 11 | 1 | 1
South Mimms Client 2 | King | Managed Workstation |  |  | Workstation |  | 10.8.0.54 | [7 empty] | Panasonic | PC | [10 empty] | South Mimms | [10 empty] | B-BKE012 | [9 empty] | 192 | 168 | 11 | 101 | 1
Dartford Client | King | Managed Workstation |  |  | Workstation |  | 10.8.0.38 | [7 empty] | Panasonic | PC | [10 empty] | Dartford Crossing | [10 empty] | B-BKE016 | [9 empty] | 192 | 168 | 11 | 102 | 1
192.168.11.1 /Panasonic System Net Co | IT4Automation | Additional Network Device (Standard) |  |  | IP Phone | Warehouse - Stock room 4118 | 192.168.11.1 |  |  | BCC34240BB5E |  |  |  |  | Panasonic | Panasonic KX-HDV130 | [10 empty] | Epsom |  |  |  | Ground | [20 empty] | 192 | 168 | 11 | 1 | 1
192.168.11.101 | IT4Automation | Additional Network Device (Standard) |  |  | IP Phone |  | 192.168.11.101 | [7 empty] | Panasonic | Panasonic KX-HDV230 | [10 empty] | Epsom | [24 empty] | 192 | 168 | 11 | 101 | 1
192.168.11.102 | IT4Automation | Additional Network Device (Standard) |  |  | IP Phone |  | 192.168.11.102 | [7 empty] | Panasonic | Panasonic KX-HDV230 | [10 empty] | Epsom | [24 empty] | 192 | 168 | 11 | 102 | 1
Defective Phone | IT4Automation | Additional Network Device (Standard) |  |  | IP Phone | E-4002 | 192.168.11.108 |  | 255.255.255.0 | 192.168.11.254 |  |  | BCC34243547D |  | Panasonic | Panasonic KX-HDV230 |  |  | Bank1: 05.000 Bank2: 02.200 | [7 empty] | Epsom |  |  |  | First | [8 empty] | 192.168.11.254 | 8.8.8.8 | [6 empty] | 192 | 168 | 11 | 108 | 1 |  |  |  | 1
Uday 4127 | IT4Automation | Additional Network Device (Standard) |  |  | IP Phone | E-4127 | 192.168.11.124 |  | 255.255.255.0 | 192.168.11.254 |  |  | BCC3427AB15D |  | Panasonic | Panasonic KX-HDV230 |  |  | Bank1: 05.000 Bank2: 02.200 | [7 empty] | Epsom |  |  |  | Ground | [8 empty] | 192.168.11.254 | 8.8.8.8 | [6 empty] | 192 | 168 | 11 | 124 | 1 |  |  |  | 1
| IT4Automation | Additional Network Device (Standard) |  |  | IP Phone | E-4126 | 192.168.11.134 |  | 255.255.255.0 | 192.168.11.254 |  |  | BCC3427AB21D |  | Panasonic | Panasonic KX-HDV230 |  |  | Bank1: 05.000 Bank2: 02.200 | [7 empty] | Epsom |  |  |  | First | [8 empty] | 192.168.11.254 | 8.8.8.8 | [6 empty] | 192 | 168 | 11 | 134 | 1 |  |  |  | 1
Sergiu Cosmescu 4005 | IT4Automation | Additional Network Device (Standard) |  |  | IP Phone | E-4005 | 192.168.11.141 |  | 255.255.255.0 | 192.168.11.254 |  |  | BCC34243544F |  | Panasonic | Panasonic KX-HDV230 |  |  | Bank1: 05.000 Bank2: 02.200 | [7 empty] | Epsom |  |  |  | Ground | [8 empty] | 192.168.11.254 | 8.8.8.8 | [6 empty] | 192 | 168 | 11 | 141 | 1 |  |  |  | 1
| IT4Automation | Additional Network Device (Standard) |  |  | IP Phone | E-4006 | 192.168.11.154 |  | 255.255.255.0 | 192.168.11.254 |  |  | BCC342435458 |  | Panasonic | Panasonic KX-HDV230 |  |  | Bank1: 05.000 Bank2: 02.200 | [7 empty] | Epsom |  |  |  | Ground | [8 empty] | 192.168.11.254 | 8.8.8.8 | [6 empty] | 192 | 168 | 11 | 154 | 1 |  |  |  | 1
| IT4Automation | Additional Network Device (Standard) |  |  | IP Phone | E-4012 | 192.168.11.155 |  | 255.255.255.0 | 192.168.11.254 |  |  | BCC342435459 |  | Panasonic | Panasonic KX-HDV230 |  |  | Bank1: 05.000 Bank2: 02.200 | [7 empty] | Epsom |  |  |  | Ground | [8 empty] | 192.168.11.254 | 8.8.8.8 | [6 empty] | 192 | 168 | 11 | 155 | 1 |  |  |  | 1
| IT4Automation | Additional Network Device (Standard) |  |  | IP Phone | E-4007 | 192.168.11.163 |  | 255.255.255.0 | 192.168.11.254 |  |  | BCC342435451 |  | Panasonic | Panasonic KX-HDV230 |  |  | Bank1: 05.000 Bank2: 02.200 | [7 empty] | Epsom |  |  |  | First | [8 empty] | 192.168.11.254 | 8.8.8.8 | [6 empty] | 192 | 168 | 11 | 163 | 1 |  |  |  | 1
Support Desk 4008 | IT4Automation | Additional Network Device (Standard) |  |  | IP Phone | E-4008 | 192.168.11.178 |  | 255.255.255.0 | 192.168.11.254 |  |  | BCC342435460 |  | Panasonic | Panasonic KX-HDV230 |  |  | Bank1: 05.000 Bank2: 02.200 | [7 empty] | Epsom |  |  |  | Ground | [8 empty] | 192.168.11.254 | 8.8.8.8 | [6 empty] | 192 | 168 | 11 | 178 | 1 |  |  |  | 1
| IT4Automation | Additional Network Device (Standard) |  |  | IP Phone | E-4014 | 192.168.11.179 |  | 255.255.255.0 | 192.168.11.254 |  |  | BCC342435461 |  | Panasonic | Panasonic KX-HDV230 |  |  | Bank1: 05.000 Bank2: 02.200 | [7 empty] | Epsom |  |  |  | First | [8 empty] | 192.168.11.254 | 8.8.8.8 | [6 empty] | 192 | 168 | 11 | 179 | 1 |  |  |  | 1
| IT4Automation | Additional Network Device (Standard) |  |  | IP Phone | E-4001 | 192.168.11.191 |  | 255.255.255.0 | 192.168.11.254 |  |  | BCC34243547C |  | Panasonic | Panasonic KX-HDV230 |  |  | Bank1: 05.000 Bank2: 02.200 | [7 empty] | Epsom |  |  |  | First | [8 empty] | 192.168.11.254 | 8.8.8.8 | [6 empty] | 192 | 168 | 11 | 191 | 1 |  |  |  | 1
Mike Vitello 4013 | IT4Automation | Additional Network Device (Standard) |  |  | IP Phone | E-401 | 192.168.11.196 |  | 255.255.255.0 | 192.168.11.254 |  |  | BCC342435476 |  | Panasonic | Panasonic KX-HDV230 |  |  | Bank1: 05.000 Bank2: 02.200 | [7 empty] | Epsom |  |  |  | Ground | [8 empty] | 192.168.11.254 | 8.8.8.8 | [6 empty] | 192 | 168 | 11 | 196 | 1 |  |  |  | 1
Phil Van Staden 4010 | IT4Automation | Additional Network Device (Standard) |  |  | IP Phone | E-4010 | 192.168.11.198 |  | 255.255.255.0 | 192.168.11.254 |  |  | BCC342435474 |  | Panasonic | Panasonic KX-HDV230 |  |  | Bank1: 05.000 Bank2: 02.200 | [7 empty] | Epsom |  |  |  | First | [8 empty] | 192.168.11.254 | 8.8.8.8 | [6 empty] | 192 | 168 | 11 | 198 | 1 |  |  |  | 1
Sarah French 4011 | IT4Automation | Additional Network Device (Standard) |  |  | IP Phone | E-4011 | 192.168.11.199 |  | 255.255.255.0 | 192.168.11.254 |  |  | BCC342435475 |  | Panasonic | Panasonic KX-HDV230 |  |  | Bank1: 05.000 Bank2: 02.200 | [7 empty] | Epsom |  |  |  | Ground | [8 empty] | 192.168.11.254 | 8.8.8.8 | [6 empty] | 192 | 168 | 11 | 199 | 1 |  |  |  | 1
cortech-master | IT4Automation | Service Management | n |  | Server | CORTECH-MASTER | 192.168.16.7 |  | 255.255.255.0 | 192.168.16.240 |  |  | 7845C43C5B9C |  | Dell | [5 empty] | Windows 7 Pro | 32-bit OS - Service Pack 1 - Version 6.1.7601 |  |  |  |  | Epsom |  |  |  | Ground | [8 empty] | 208.67.222.222 | 8.8.8.8 | [6 empty] | 192 | 168 | 16 | 7 | 1
Honeywell Galaxy Panel | IT4Automation | Service Management | n |  | Security Appliance |  | 192.168.16.9 |  | 255.255.255.0 | 192.168.16.240 |  |  |  |  | Honeywell | [11 empty] | Epsom |  |  |  | Ground | [16 empty] | 192 | 168 | 16 | 9 | 1
e2260_9474 / Temperature monitoring iologik | IT4Automation | Additional Network Device (Standard) | n |  | Remote I/O | e2260_9474 | 192.168.16.21 |  | 255.255.255.0 | 192.168.16.240 |  |  |  |  | Moxa | Moxa ioLogik E2260 | [10 empty] | Epsom | [20 empty] | 192 | 168 | 16 | 21 | 1
oki-c810-3212cb | IT4Automation | Additional Network Device (Basic) | n |  | Network Printer | OKI-C810-3212CB | 192.168.16.23 |  | 255.255.255.0 | 192.168.16.240 |  |  | 0080873212CB |  | Oki Electric Ind Co | OKI-C810 |  |  | 01.08 | [7 empty] | Epsom |  |  | Technical Office | Ground | [16 empty] | 192 | 168 | 16 | 23 | 1 |  |  |  | 1
oki-main-office | IT4Automation | Additional Network Device (Basic) | n |  | Network Printer | oki-main-office | 192.168.16.24 |  | 255.255.255.0 | 192.168.16.240 |  |  |  |  | Oki Electric Ind Co | OKI-C9655 | [10 empty] | Epsom |  |  | MARKETING OFFICE | [17 empty] | 192 | 168 | 16 | 24 | 1 |  |  |  | 1
QualysGuard | IT4Automation | Additional Network Device (Advanced) |  |  | QualysGuard Appliance | [9 empty] | Qualys | Qualys Guard | [10 empty] | Epsom |  |  | Server Room | Ground | [16 empty] | 192 | 168 | 16 | 25 | 1
scanner-01 | IT4Automation | Additional Network Device (Basic) | n |  | Network Scanner | SCANNER-01 | 192.168.16.26 |  | 255.255.255.0 | 192.168.16.240 |  |  |  |  | Brother Industries | Brother ADS-2800W | [10 empty] | Epsom |  |  | Sales Office | First | [16 empty] | 192 | 168 | 16 | 26 | 1 |  |  |  | 1
Migrated - Phil | IT4Automation | User PC / Laptop |  |  | PC | PC-SALES-04.it4a.local | DHCP |  | 255.255.255.0 | 192.168.16.240 |  |  | d850e651586a |  | Asustek Computer | [5 empty] | Windows 7 Pro | [5 empty] | Epsom |  |  |  | First | [7 empty] | 192.168.16.172 | 192.168.16.172 | 192.168.16.173 | [6 empty] | 192 | 168 | 16 | 50 | 1
projects-6-pc | IT4Automation | User PC / Laptop |  |  | PC | PC-TECH-01.it4a.local | 192.168.16.51 |  | 255.255.255.0 | 192.168.16.240 |  |  | f8d11110a1bd | [7 empty] | Windows 7 Pro | 64-bit OS - Service Pack 1 - Version 6.1.7601 |  |  |  |  | Epsom |  |  | Technical Office | Ground | [7 empty] | 192.168.16.172 | 192.168.16.172 | 192.168.16.173 | [6 empty] | 192 | 168 | 16 | 51 | 1
sales-4-pc / Dee's PC | IT4Automation | User PC / Laptop |  |  | PC | PC-SALES-01.it4a.local | 192.168.16.52 |  | 255.255.255.0 | 192.168.16.240 |  |  | 704d7bb35c99 | [7 empty] | Windows 7 Pro | [5 empty] | Epsom |  |  |  | First | [7 empty] | 192.168.16.172 | 192.168.16.172 | 192.168.16.173 | [6 empty] | 192 | 168 | 16 | 52 | 1
support-pc-7 | IT4Automation | User PC / Laptop |  |  | PC | PC-TECH-02.it4a.local | 192.168.16.53 |  | 255.255.255.0 | 192.168.16.240 |  |  | 001b215cf283 | [7 empty] | Windows 7 Pro | [5 empty] | Epsom |  |  | Technical Office | Ground | [7 empty] | 192.168.16.172 | 192.168.16.172 | 192.168.16.173 | [6 empty] | 192 | 168 | 16 | 53 | 1
Migrated - Sarah | IT4Automation | User PC / Laptop |  |  | PC | PC-SALES-02.it4a.local | 192.168.16.54 |  | 255.255.255.0 | 192.168.16.240 |  |  | f8d1110303eb | [13 empty] | Epsom |  |  |  | First | [7 empty] | 192.168.16.172 | 192.168.16.172 | 192.168.16.173 | [6 empty] | 192 | 168 | 16 | 54 | 1
Udays's PC | IT4Automation | User PC / Laptop | n |  | PC | PC-TECH-03.it4a.local | 192.168.16.55 |  | 255.255.255.0 | 192.168.16.240 |  |  | 704d7bb35c8e | [7 empty] | Windows 7 Pro | [5 empty] | Epsom |  |  | Technical Office | Ground | [7 empty] | 192.168.16.172 | 192.168.16.172 | 192.168.16.173 | [6 empty] | 192 | 168 | 16 | 55 | 1
Migrated - Emily | IT4Automation | User PC / Laptop |  |  | PC | PC-SALES-03.it4a.local | 192.168.16.56 |  | 255.255.255.0 | 192.168.16.240 |  |  | 14d64d04e224 | [7 empty] | Windows 7 Pro | [5 empty] | Epsom |  |  |  | First | [7 empty] | 192.168.16.172 | 192.168.16.172 | 192.168.16.173 | [6 empty] | 192 | 168 | 16 | 56 | 1
PROJECTS-3-PC / Jenny PC | IT4Automation | User PC / Laptop |  |  | PC | PC-TECH-04.it4a.local | 192.168.16.57 |  | 255.255.255.0 | 192.168.16.240 |  |  | 386077e0812c | [13 empty] | Epsom |  |  | Technical Office | Ground | [7 empty] | 192.168.16.172 | 192.168.16.172 | 192.168.16.173 | [6 empty] | 192 | 168 | 16 | 57 | 1
Migrated - John | IT4Automation | User PC / Laptop |  |  | PC | PC-SALES-05.it4a.local | 192.168.16.58 |  | 255.255.255.0 | 192.168.16.240 |  |  | 74d02b93887a | [7 empty] | Windows 7 Pro | [5 empty] | Epsom |  |  |  | First | [7 empty] | 192.168.16.172 | 192.168.16.172 | 192.168.16.173 | [6 empty] | 192 | 168 | 16 | 58 | 1
warehouse-pc | IT4Automation | User PC / Laptop |  |  | PC | pc-whse-01.it4a.local | 192.168.16.59 |  | 255.255.255.0 | 192.168.16.240 |  |  | d850e65157d2 | [7 empty] | Windows 7 Pro | [5 empty] | Epsom |  |  | Warehouse | Ground | [7 empty] | 192.168.16.172 | 192.168.16.172 | 192.168.16.173 | [6 empty] | 192 | 168 | 16 | 59 | 1
projects-4-pc /(Duncan's PC) | IT4Automation | User PC / Laptop |  |  | PC | pc-projects-01.it4a.local | 192.168.16.60 |  | 255.255.255.0 | 192.168.16.240 |  |  | 14d64d04e223 | [7 empty] | Windows 7 Pro | [5 empty] | Epsom |  |  | Project Office | Ground | [7 empty] | 192.168.16.172 | 192.168.16.172 | 192.168.16.173 | [6 empty] | 192 | 168 | 16 | 60 | 1
| IT4Automation | User PC / Laptop |  |  | PC | IT4A-FIELD-03.corp.it4automation.local | 192.168.16.62 |  | 255.255.255.0 | 192.168.16.240 |  |  | 28f10e2fc865 | [13 empty] | Epsom | [11 empty] | 192.168.16.172 | 192.168.16.172 | 192.168.16.173 | [6 empty] | 192 | 168 | 16 | 62 | 1
| IT4Automation | User PC / Laptop |  |  | PC | WIN-729V0SCEULC.it4a.local | 192.168.16.63 |  | 255.255.255.0 | 192.168.16.240 |  |  | 005056be04cf | [13 empty] | Epsom | [11 empty] | 192.168.16.172 | 192.168.16.172 | 192.168.16.173 | [6 empty] | 192 | 168 | 16 | 63 | 1
dispatchops-1 / Migrated - Ducan's Test VM | IT4Automation | User PC / Laptop |  |  | PC | DM-Win7-01.it4a.local | 192.168.16.64 |  | 255.255.255.0 | 192.168.16.240 |  |  | 005056be713e | [7 empty] | Windows 7 Pro | [5 empty] | Epsom |  |  |  | Ground | [7 empty] | 192.168.16.172 | 192.168.16.172 | 192.168.16.173 | [6 empty] | 192 | 168 | 16 | 64 | 1
projects-1 /Migrated - serge PC (192.168.16.84) | IT4Automation | User PC / Laptop |  |  | PC | PC-PROJECTS-02.it4a.local | 192.168.16.65 |  | 255.255.255.0 | 192.168.16.240 |  |  | 14d64d04e222 | [7 empty] | Windows 7 Pro | [5 empty] | Epsom |  |  | Project Office | Ground | [7 empty] | 192.168.16.172 | 192.168.16.172 | 192.168.16.173 | [6 empty] | 192 | 168 | 16 | 65 | 1
sales-3/ Migrated - Geri PC (192.168.16.165) | IT4Automation | User PC / Laptop |  |  | PC | PC-FINANCE-01.it4a.local | 192.168.16.66 |  | 255.255.255.0 | 192.168.16.240 |  |  | bc5ff49e56fb | [7 empty] | Windows 7 Pro | [5 empty] | Epsom |  |  | Finance Office | First | [7 empty] | 192.168.16.172 | 192.168.16.172 | 192.168.16.173 | [6 empty] | 192 | 168 | 16 | 66 | 1
| IT4Automation | User PC / Laptop |  |  | PC |  | DHCP |  | 255.255.255.0 | 192.168.16.240 |  |  |  |  | Hitron Tech | [11 empty] | Epsom | [20 empty] | 192 | 168 | 16 | 69 | 1
| IT4Automation | User PC / Laptop |  |  | PC |  | DHCP |  | 255.255.255.0 | 192.168.16.240 |  |  |  |  | Hitron Tech | [11 empty] | Epsom | [20 empty] | 192 | 168 | 16 | 70 | 1
| IT4Automation | User PC / Laptop |  |  | PC |  | DHCP |  | 255.255.255.0 | 192.168.16.240 |  |  |  |  | Hitron Tech | [11 empty] | Epsom | [20 empty] | 192 | 168 | 16 | 71 | 1
LCA Orchid project - Cortech (For Duncan 07/06/2018) | IT4Automation | Service Management | n | Yes |  |  | 192.168.16.150 |  | 255.255.255.0 | 192.168.16.240 | [16 empty] | Epsom | [19 empty] | LCA Orchid project - Cortech (For Duncan 07/06/2018) | 192 | 168 | 16 | 150 | 1
192.168.16.151 | IT4Automation | Virtual Hosts (Platform and up to 5 instances) |  |  | VM | srv-p-esxi-01.it4a.local | 192.168.16.151 |  | 255.255.255.0 | 192.168.16.240 |  |  | ECEBB8962BB4 |  | Hewlett-Packard | HP ProLiant DL360 Gen9 |  |  |  |  | Vmware | [5 empty] | Epsom |  |  | Server room | Ground | [16 empty] | 192 | 168 | 16 | 151 | 1 |  |  |  | 1
192.168.16.152 | IT4Automation | Virtual Hosts (Platform and up to 5 instances) |  |  | VM | srv-p-esxi-02.it4a.local | 192.168.16.152 |  | 255.255.255.0 | 192.168.16.240 |  |  | ECEBB8963BA0 |  | Hewlett-Packard | HP ProLiant DL360 Gen9 |  |  |  |  | Vmware | [5 empty] | Epsom |  |  | Server room | Ground | [16 empty] | 192 | 168 | 16 | 152 | 1 |  |  |  | 1
192.168.16.153 | IT4Automation | Virtual Hosts (Platform and up to 5 instances) |  |  | VM | srv-p-esxi-03.it4a.local | 192.168.16.153 |  | 255.255.255.0 | 192.168.16.240 |  |  | 3CA82A1C6174 |  | Hewlett-Packard | HP ProLiant DL360 Gen9 |  |  |  |  | Vmware | [5 empty] | Epsom |  |  | Server room | Ground | [16 empty] | 192 | 168 | 16 | 153 | 1 |  |  |  | 1
192.168.16.154 | IT4Automation | Virtual Hosts (Platform and up to 5 instances) |  |  | VM | srv-v-vc-01.it4a.local | 192.168.16.154 |  | 255.255.255.0 | 192.168.16.240 |  |  |  |  | VMware | vCenter Servers |  |  |  |  | Vmware | [5 empty] | Epsom |  |  | Server room | Ground | [7 empty] | 192.168.16.240 | 192.168.16.171 | [7 empty] | 192 | 168 | 16 | 154 | 1 |  |  |  | 1
IT4A MSA 2040 SAN CA/ 192.168.16.155 | IT4Automation | Additional Network Device (Advanced) | n |  | Network Attached Unit | SAN Controller A Management | 192.168.16.155 |  | 255.255.255.0 | 192.168.16.240 |  |  | 00C0FF265289 |  | Hewlett-Packard | HPE MSA 2040 SAN | [10 empty] | Epsom |  |  | Server room | Ground | CAB-B | [5 empty] | Dot Hill Systems | [8 empty] | HP MSA 2040 SAN, S/N 2S6536B072, part number 639410-001 | 192 | 168 | 16 | 155 | 1 |  |  |  | 1
IT4A MSA 2040 SAN CB/ 192.168.16.156 | IT4Automation | Additional Network Device (Advanced) | n |  | Network Attached Unit | SAN Controller B Management | 192.168.16.156 |  | 255.255.255.0 | 192.168.16.240 |  |  |  |  | Hewlett-Packard | HPE MSA 2040 SAN | [10 empty] | Epsom |  |  | Server room | Ground | CAB-B | [5 empty] | Dot Hill Systems | [8 empty] | Midplane Serial Number:2S6536B072 | 192 | 168 | 16 | 156 | 1 |  |  |  | 1
srv-v-ad-01 | IT4Automation | Virtual Hosts (Platform and up to 5 instances) |  |  | VM | srv-v-ad-01.it4a.local | 192.168.16.170 |  | 255.255.255.0 | 192.168.16.240 |  |  | 005056BF0DA2 |  | VMware | Virtual Machine |  |  |  |  | Windows Server 2012 R2 | 64 Bit |  |  |  |  | Epsom |  |  | Server room | Ground | [7 empty] | 192.168.16.240 | 192.168.16.171 | [7 empty] | 192 | 168 | 16 | 170 | 1 |  |  |  | 1
srv-v-ad-02 | IT4Automation | Virtual Hosts (Platform and up to 5 instances) |  |  | VM |  | 192.168.16.171 |  | 255.255.255.0 | 192.168.16.240 |  |  |  |  | VMware | Virtual Machine |  |  |  |  | Windows Server 2012 R2 | 64 Bit |  |  |  |  | Epsom |  |  | Server room | Ground | [7 empty] | 192.168.16.240 | 192.168.16.171 | [7 empty] | 192 | 168 | 16 | 171 | 1 |  |  |  | 1
192.168.16.172 | IT4Automation | Virtual Hosts (Platform and up to 5 instances) |  |  | VM |  | 192.168.16.172 |  | 255.255.255.0 | 192.168.16.240 |  |  |  |  | VMware | Virtual Machine | 5056BF5F98 |  |  |  | Windows Server 2012 R2 | 64 Bit |  |  |  |  | Epsom |  |  | Server room | Ground | [7 empty] | 192.168.16.240 | 192.168.16.171 | [7 empty] | 192 | 168 | 16 | 172 | 1 |  |  |  | 1
192.168.16.173 | IT4Automation | Virtual Hosts (Platform and up to 5 instances) |  |  | VM | srv-v-dns-02.it4a.local | 192.168.16.173 |  | 255.255.255.0 | 192.168.16.240 |  |  |  |  | VMware | Virtual Machine | 5056BFFA71 |  |  |  | Windows Server 2012 R2 | 64 Bit |  |  |  |  | Epsom |  |  | Server room | Ground | [7 empty] | 192.168.16.240 | 192.168.16.171 | [7 empty] | 192 | 168 | 16 | 173 | 1 |  |  |  | 1
srv-v-fs-01 | IT4Automation | Virtual Hosts (Platform and up to 5 instances) |  |  | VM | srv-v-fs-01.it4a.local | 192.168.16.174 |  | 255.255.255.0 | 192.168.16.240 |  |  |  |  | VMware | Virtual Machine |  |  |  |  | Windows Server 2012 R2 | 64 Bit |  |  |  |  | Epsom |  |  | Server room | Ground | [7 empty] | 192.168.16.240 | 192.168.16.171 | [7 empty] | 192 | 168 | 16 | 174 | 1 |  |  |  | 1
srv-v-wsus-01 | IT4Automation | Virtual Hosts (Platform and up to 5 instances) |  |  | VM | srv-v-wsus-01.it4a.local | 192.168.16.175 |  | 255.255.255.0 | 192.168.16.240 |  |  |  |  | VMware | Virtual Machine |  |  |  |  | Windows Server 2012 R2 | 64 Bit |  |  |  |  | Epsom |  |  | Server room | Ground | [7 empty] | 192.168.16.240 | 192.168.16.171 | [7 empty] | 192 | 168 | 16 | 175 | 1 |  |  |  | 1
192.168.16.176 | IT4Automation | Virtual Hosts (Platform and up to 5 instances) |  |  | VM | Spare | 192.168.16.176 |  | 255.255.255.0 | 192.168.16.240 |  |  |  |  | VMware | Virtual Machine | 5056BED874 | [9 empty] | Epsom |  |  | Server room | Ground | [16 empty] | 192 | 168 | 16 | 176 | 1
| IT4Automation | Virtual Hosts (Platform and up to 5 instances) |  |  | VM | Spare | 192.168.16.177 |  | 255.255.255.0 | 192.168.16.240 |  |  |  |  | VMware | Virtual Machine | [10 empty] | Epsom |  |  | Server room | Ground | [16 empty] | 192 | 168 | 16 | 177 | 1
| IT4Automation | Virtual Hosts (Platform and up to 5 instances) |  |  | VM | SRV-V-NRNMS-01 | 192.168.16.178 |  | 255.255.255.0 | 192.168.16.240 |  |  |  |  | VMware | Virtual Machine |  |  |  |  | Windows Server 2012 R2 | 64 Bit |  |  |  |  | Epsom |  |  | Server room | Ground | [7 empty] | 192.168.16.240 | 192.168.16.171 | [7 empty] | 192 | 168 | 16 | 178 | 1 |  |  |  | 1
| IT4Automation | Virtual Hosts (Platform and up to 5 instances) |  |  | VM | srv-v-sw-01 | 192.168.16.179 |  | 255.255.255.0 | 192.168.16.240 |  |  |  |  | VMware | Virtual Machine |  |  |  |  | Windows Server 2012 R2 | 64 Bit |  |  |  |  | Epsom |  |  | Server room | Ground | [7 empty] | 192.168.16.240 | 192.168.16.171 | [7 empty] | 192 | 168 | 16 | 179 | 1 |  |  |  | 1
| IT4Automation | Virtual Hosts (Platform and up to 5 instances) |  |  | VM | srv-v-prtg-01 | 192.168.16.180 |  | 255.255.255.0 | 192.168.16.240 |  |  |  |  | VMware | Virtual Machine | [10 empty] | Epsom |  |  | Server room | Ground | [16 empty] | 192 | 168 | 16 | 180 | 1 |  |  |  | 1
| IT4Automation | Virtual Hosts (Platform and up to 5 instances) |  |  | VM | SRV-V-MAIL-01 | 192.168.16.181 |  | 255.255.255.0 | 192.168.16.240 |  |  |  |  | VMware | Virtual Machine | [10 empty] | Epsom |  |  | Server room | Ground | [16 empty] | 192 | 168 | 16 | 181 | 1
dm-win7-01 | IT4Automation | Virtual Hosts (Platform and up to 5 instances) |  |  | VM | SRV-V-SQL-01 | 192.168.16.182 |  | 255.255.255.0 | 192.168.16.240 |  |  |  |  | VMware | Virtual Machine | [10 empty] | Epsom |  |  | Server room | Ground | [16 empty] | 192 | 168 | 16 | 182 | 1
srv-v-veeam-01 | IT4Automation | Virtual Hosts (Platform and up to 5 instances) |  |  | VM | srv-v-veeam-01.it4a.local | 192.168.16.183 |  | 255.255.255.0 | 192.168.16.240 |  |  |  |  | VMware | Virtual Machine |  |  |  |  | Windows Server 2012 R2 | 64 Bit |  |  |  |  | Epsom |  |  | Server room | Ground | [7 empty] | 192.168.16.240 | 192.168.16.171 | [7 empty] | 192 | 168 | 16 | 183 | 1 |  |  |  | 1
| IT4Automation | Virtual Hosts (Platform and up to 5 instances) |  |  | VM | srv-v-prtg-02 | 192.168.16.184 |  | 255.255.255.0 | 192.168.16.240 |  |  |  |  | VMware | Virtual Machine |  |  |  |  | Windows Server 2012 R2 | 64 Bit |  |  |  |  | Epsom |  |  | Server room | Ground | [7 empty] | 192.168.16.240 | 192.168.16.171 | [7 empty] | 192 | 168 | 16 | 184 | 1 |  |  |  | 1
| IT4Automation | Virtual Hosts (Platform and up to 5 instances) |  |  | VM | srv-v-mware-01 | 192.168.16.185 |  | 255.255.255.0 | 192.168.16.240 |  |  |  |  | VMware | Virtual Machine | [10 empty] | Epsom |  |  | Server room | Ground | [16 empty] | 192 | 168 | 16 | 185 | 1 |  |  |  | 1
| IT4Automation | Virtual Hosts (Platform and up to 5 instances) |  |  | VM | srv-v-logzilla-01.it4a.local | 192.168.16.198 |  | 255.255.255.0 | 192.168.16.240 |  |  |  |  | VMware | Virtual Machine |  |  |  |  | Linux | Ubuntu |  |  |  |  | Epsom |  |  | Server room | Ground | [7 empty] | 192.168.16.240 | 192.168.16.171 | [7 empty] | 192 | 168 | 16 | 198 | 1 |  |  |  | 1
it4a-nas | IT4Automation | File Server (File & Print) |  |  | VM | onsite-nas-01.it4a.local | 192.168.16.222 |  | 255.255.255.0 | 192.168.16.140 |  |  | 00089BDD92C0 |  | Icp Electronics | QNAP TS-421 | Q142B06321 |  | 4.3.3.0628 Build 20180725 |  | Linux | [5 empty] | Epsom |  |  | Server room | Ground | CAB-B |  |  |  | 192.168.20.198 |  |  |  | 192.168.16.172 | 192.168.16.173 | [6 empty] | 192 | 168 | 16 | 222 | 1 |  |  |  | 1
offsite-nas-jf | IT4Automation | File Server (File & Print) |  |  | VM | offsite-nas-01.it4a.local | 192.168.16.223 | [7 empty] | Icp Electronics | QNAP TS-251+ | Q157107067 |  | 4.3.4.0644 Build 20180710 |  | Linux | Linux TS-X51 4.3.4 |  |  |  |  | Epsom |  |  | Server room | Ground | CAB-B |  |  |  | 192.168.20.198 | [11 empty] | 192 | 168 | 16 | 223 | 1 |  |  |  | 1
IT4A Office LAN Primary Router | IT4Automation | Core Router advanced firewall service (requires host router) |  |  |  |  | 192.168.16.252 |  | 255.255.255.0 | 192.168.16.240 | Community name: n3td0te | IT4ANOC, HMAC-SHA, DES, Refer Keepass for pwds | 00A0457DADD5 |  | Phoenix Contact (Innonimate) | mGuard FL GT/GT | [10 empty] | Epsom |  |  |  | Ground | [16 empty] | 192 | 168 | 16 | 252 | 1 |  |  |  | 1
IT4A Office LAN Backup Router | IT4Automation | Core Router advanced firewall service (requires host router) | n |  |  |  | 192.168.16.253 |  | 255.255.255.0 | 192.168.16.240 | Community name: n3td0te | IT4ANOC, HMAC-SHA, DES, Refer Keepass for pwds | 00A0457DADAB |  | Phoenix Contact (Innonimate) | mGuard FL GT/GT | [10 empty] | Epsom |  | UK | [18 empty] | 192 | 168 | 16 | 253 | 1 |  |  |  | 1
SW1 | IT4Automation | Ethernet Switch (Layer2) | n |  | Ethernet Switch (Layer2) | TP-LINK-SW1 | 192.168.20.11 |  | 255.255.255.0 | 192.168.20.254 | Community name: n3td0te | IT4ANOC, HMAC-SHA, DES, Refer Keepass for pwds | F4F26D7D9FF2 |  | TP-LINK | TPLink TL-SG3424P |  | TL-SG3424P 2.0 | 1.0.9 Build 20150715 Rel.33297(s) |  |  | TL-SG3424Pv2_en_1.0.9_[20150715-rel33297]_up |  |  |  |  | Epsom |  |  | Server Room | Ground | CAB-C |  |  | 192.168.20.198 (Logzilla) | [10 empty] | 192.168.20.101 |  | 192 | 168 | 20 | 11 | 1 |  |  |  | 1
SW2 | IT4Automation | Ethernet Switch (Layer2) | n |  | Ethernet Switch (Layer2) | TP_LINK_SW2 | 192.168.20.12 |  | 255.255.255.0 | 192.168.20.254 | Community name: n3td0te | IT4ANOC, HMAC-SHA, DES, Refer Keepass for pwds | E894F6473D53 |  | TP-LINK | TPLink TL-SG3424 |  | TL-SG3424 1.0 | 1.11.10 Build 20150713 Rel.53496(n) |  |  | TL-SG3424v1_en_1.11.10_[20150713-rel53496]_up |  |  |  |  | Epsom |  |  | Server Room | Ground | CAB-C |  |  | 192.168.20.198 (Logzilla) | [10 empty] | 192.168.20.101 |  | 192 | 168 | 20 | 12 | 1 |  |  |  | 1
SW3 | IT4Automation | Ethernet Switch (Layer2) | n |  | Ethernet Switch (Layer2) | TP-LINK-SW3 | 192.168.20.13 |  | 255.255.255.0 | 192.168.20.254 | Community name: n3td0te | IT4ANOC, HMAC-SHA, DES, Refer Keepass for pwds | 60E327A616E8 |  | TP-LINK | TPLink TL-SG3424 |  | TL-SG3424 2.0 | 1.0.3 Build 20150714 Rel.61832(s) |  |  | TL-SG3424v2_en_1.0.3_[20150714-rel61832]_up |  |  |  |  | Epsom |  |  | Server Room | Ground | CAB-C |  |  | 192.168.20.198 (Logzilla) | [10 empty] | 192.168.20.101 |  | 192 | 168 | 20 | 13 | 1 |  |  |  | 1
SW4 | IT4Automation | Ethernet Switch (Layer2) | n |  | Ethernet Switch (Layer2) | TP-LINK-SW4 | 192.168.20.14 |  | 255.255.255.0 | 192.168.20.254 | Community name: n3td0te | IT4ANOC, HMAC-SHA, DES, Refer Keepass for pwds | 60E3279E0D80 |  | TP-LINK | TPLink TL-SG3424 |  | TL-SG3424 2.0 | 1.0.3 Build 20150714 Rel.61832(s) |  |  | TL-SG3424v2_en_1.0.3_[20150714-rel61832]_up |  |  |  |  | Epsom |  |  | Server Room | Ground | CAB-B |  |  | 192.168.20.198 (Logzilla) | [10 empty] | 192.168.20.101 |  | 192 | 168 | 20 | 14 | 1 |  |  |  | 1
SW5 | IT4Automation | Ethernet Switch (Layer2) | n |  | Ethernet Switch (Layer2) | TP-LINK-SW5 | 192.168.20.15 |  | 255.255.255.0 | 192.168.20.254 | Community name: n3td0te | IT4ANOC, HMAC-SHA, DES, Refer Keepass for pwds | 60E327A617A5 |  | TP-LINK | TPLink TL-SG3424 |  | TL-SG3424 2.0 | 1.0.3 Build 20150714 Rel.61832(s) |  |  | TL-SG3424v2_en_1.0.3_[20150714-rel61832]_up |  |  |  |  | Epsom |  |  | Server Room | Ground | CAB-B |  |  | 192.168.20.198 (Logzilla) | [10 empty] | 192.168.20.101 /139.78.100.163 |  | 192 | 168 | 20 | 15 | 1 |  |  |  | 1
SW6 | IT4Automation | Ethernet Switch (Layer2) | n |  | Ethernet Switch (Layer2) | TP-LINK-SW6 | 192.168.20.16 |  | 255.255.255.0 | 192.168.20.254 | Community name: n3td0te | IT4ANOC, HMAC-SHA, DES, Refer Keepass for pwds | 60E3279E0541 |  | TP-LINK | TPLink TL-SG3424P |  | TL-SG3424P 2.0 | 1.0.9 Build 20150715 Rel.33297(s) |  |  | TL-SG3424Pv2_en_1.0.9_[20150715-rel33297]_up |  |  |  |  | Epsom |  |  | Technical Office | Ground | CAB-1 |  |  | 192.168.20.198 (Logzilla) | [10 empty] | 192.168.20.101 |  | 192 | 168 | 20 | 16 | 1 |  |  |  | 1
| IT4Automation | Additional Network Device (Advanced) | n |  | Ethernet Switch (Layer2) | QualysGuard | 192.168.20.100 |  | 255.255.255.0 | 192.168.20.254 |  |  |  |  | Qualys | Qualys Guard | [10 empty] | Epsom |  |  | Server Room | Ground | CAB-B | [15 empty] | 192 | 168 | 20 | 100 | 1 |  |  |  | 1
SRV-V-SMTP-01 | IT4Automation | Service Management |  |  | VM | smtp / ntp | 192.168.20.101 |  | 255.255.255.0 | 192.168.20.254 |  |  |  |  | VMware | Virtual Machine | [10 empty] | Epsom |  |  | Server Room | Ground | [16 empty] | 192 | 168 | 20 | 101 | 1
monitoring-pc2 | IT4Automation | Network Management Station |  |  | VM | srv-v-nrnms-01 | 192.168.20.102 |  | 255.255.255.0 | 192.168.20.254 | [6 empty] | 1660-5803-3420-5595-8670-2136-37 |  |  |  | Windows 7 Pro | [5 empty] | Epsom |  |  | Server Room | Ground | [16 empty] | 192 | 168 | 20 | 102 | 1
| IT4Automation | User PC / Laptop |  |  | Workstation | M25-Mon-PC | 192.168.20.245 |  | 255.255.255.0 | 192.168.20.256 |  |  | 001E90CF65C0 |  | Acer | ACER Veriton |  |  |  |  | Windows 7 Pro | [5 empty] | Epsom |  |  |  | Ground | [16 empty] | 192 | 168 | 20 | 245 | 1 |  |  |  | 1
IT4A HE VPN Client | IT4Automation | Core Router advanced firewall service (requires host router) |  |  | Router | IT4A HE VPN Client | 192.168.20.246 |  | 255.255.255.0 | [5 empty] | Phoenix Contact (Innonimate) | mGuard Smart | [10 empty] | Epsom |  |  | Server Room | Ground | CAB-B | [15 empty] | 192 | 168 | 20 | 246 | 1 |  |  |  | 1
IT4A Backup Router | IT4Automation | Core Router advanced firewall service (requires host router) & Core Router VPN concentrator service |  |  | Router |  | 192.168.20.252 |  | 255.255.255.0 |  |  | IT4ANOC, HMAC-SHA, AES 128, Refer Keepass for pwds |  | 10.10.100.100 10.10.99.100 192.168.99.100 | LANCOM | LANCOM 7100+ VPN | [10 empty] | IT4A Automation Project House, Epsom |  |  | Server Room | Ground | CAB-B | [15 empty] | 192 | 168 | 26 | 252 | 1 |  |  |  | 1
IT4A Primary Router | IT4Automation | Core Router advanced firewall service (requires host router) & Core Router VPN concentrator service | n |  | Router |  | 192.168.20.253 |  | 255.255.255.0 |  |  | IT4ANOC, HMAC-SHA, AES 128, Refer Keepass for pwds |  | 10.10.100.100 10.10.99.100 192.168.99.100 | LANCOM | LANCOM 7100+ VPN | [10 empty] | IT4A Automation Project House, Epsom |  |  | Server Room | Ground | CAB-B | [15 empty] | 192 | 168 | 26 | 253 | 1 |  |  |  | 1
IT4A ADSL Gateway C | IT4Automation | Access Router (3rd line) |  |  | Router | [8 empty] | 81.6.249.221 | [12 empty] | Epsom |  |  | Server Room | Ground | CAB-B | [15 empty] | 192 | 168 | 99 | 253 | 1 |  |  |  | 1
IT4A Test ADSL Gateway (test line) | IT4Automation | Access Router (Basic firewall & Single WAN) |  |  | Router | [8 empty] | 83.148.172.9 | [12 empty] | Epsom |  |  | Server Room | Ground | CAB-B | [18 empty] | ? | 1 |  |  |  | 1
IT4A FTTC Gateway B | IT4Automation | Access Router (Basic firewall & Single WAN) & Access Router VPN Service (requires host router) |  |  | Router |  | 10.10.99.254 |  | 255.255.255.0 |  |  | IT4ANOC, HMAC-SHA, AES 128, Refer Keepass for pwds |  | 83.148.172.33 83.148.172.24/29 | LANCOM | LANCOM 17821A-4G | [10 empty] | IT4A Automation Project House, Epsom |  |  | Server Room | Ground | CAB-B | [15 empty] | 10 | 10 | 99 | 254 | 1 |  |  |  | 1
IT4A VPN Legacy Concentrator | IT4Automation | Core Router (Basic firewall service) & Core Router VPN concentrator service |  |  | Router |  | 192.168.10.200 |  | 255.255.255.0 |  | Community name: n3td0te |  |  |  | Phoenix Contact (Innonimate) | mGuard Industrial Enterprise XL | [10 empty] | Epsom |  |  | Server Room | Ground | CAB-B | [15 empty] | 10 | 10 | 100 | 200 | 1 |  |  |  | 1
IT4A Office Primary router | IT4Automation | Office LAN Primary router |  |  | Router |  | 192.168.16.241 |  | 255.255.255.0 |  | Community name: n3td0te |  |  |  | Phoenix Contact (Innonimate) | mGuard Industrial Enterprise XL
IT4A Office Backup router | IT4Automation | Office LAN Backup router |  |  | Router |  | 192.168.16.242 |  | 255.255.255.0 |  | Community name: n3td0te |  |  |  | Phoenix Contact (Innonimate) | mGuard Industrial Enterprise XL
IT4A FTTC Gateway A | IT4Automation | Access Router (Basic firewall & Single WAN) & Access Router VPN Service (requires host router) |  |  | Router |  | 10.10.100.254 |  | 255.255.255.0 |  |  | IT4ANOC, HMAC-SHA, AES 128, Refer Keepass for pwds |  | 188.240.182.81 46.33.149.248/29 | LANCOM | LANCOM 1781VA-4G | [10 empty] | IT4A Automation Project House, Epsom |  |  | Server Room | Ground | CAB-B | [15 empty] | 10 | 10 | 100 | 254 | 1 |  |  |  | 1
Dorking WLAN Controller | SES Home Services (Dorking Office) | Wireless LAN Controller |  |  | Wireless LAN Controller |  | 10.100.193.110 | [7 empty] | LANCOM | LANCOM WLC-4006+ | 4003811632100057 |  | 9 | [7 empty] | Dorking SES Home Service Office |  |  | Upper Ground East Wing (Servers Room) | Upper Ground
Dorking Master Router | SES Home Services (Dorking Office) | Core Router advanced firewall service (requires host router) & Core Router VPN concentrator service |  |  | Router |  | 10.102.192.253 |  | 000A57372F28 | [5 empty] | LANCOM | LANCOM 7100+ VPN | 4004466418100015 |  | 9.24 | [7 empty] | Dorking SES Home Service Office
Dorking Backup Router | SES Home Services (Dorking Office) | Core Router advanced firewall service (requires host router) & Core Router VPN concentrator service |  |  | Router |  | 10.102.192.252 | [7 empty] | LANCOM | LANCOM 7100+ VPN | 4004466418100043 |  | 9.24 | [7 empty] | Dorking SES Home Service Office
Dorking Gateway A | SES Home Services (Dorking Office) | Access Router (Basic firewall & Single WAN) | n |  | Router |  | 10.0.100.1 |  | 000A572BBBA1 | [5 empty] | LANCOM | LANCOM 1781VA-4G | 4004396632100040 |  | 9.24 | [7 empty] | Dorking SES Home Service Office
Dorking Gateway B | SES Home Services (Dorking Office) | Access Router (Basic firewall & Single WAN) | n |  | Router |  | 10.0.100.2 |  | 000A572BBB9B | [5 empty] | LANCOM | LANCOM 1781VA-4G | 4004396632100034 |  | 9.24 | [7 empty] | Dorking SES Home Service Office
Dorking Gateway C | SES Home Services (Dorking Office) | Access Router (Basic firewall & Single WAN) | n |  | Router |  | 10.0.100.3 |  | 000A572BBB8E | [5 empty] | LANCOM | LANCOM 1781VA-4G | 4004396632100021 |  | 9.24 | [7 empty] | Dorking SES Home Service Office
Redhill to Dorking Gateway A | SES Home Services (Dorking Office) | Access Router (Basic firewall & Single WAN) & Access Router VPN Service (requires host router) |  |  | Router |  | 10.100.192.254 |  | 000A572BBB88 | [5 empty] | LANCOM | LANCOM 1781VA-4G | 4004396632100015 |  | 9.24 | [7 empty] | Redhill
Dorking AP 01 | SES Home Services (Dorking Office) | Wireless Access Point |  |  | Wireless Access Point |  | 10.102.192.101 |  | 000A57372E9F | [5 empty] | LANCOM | LANCOM LN830acn | 4004429618100326 |  | 9.20 | [7 empty] | Dorking SES Home Service Office
Dorking AP 02 | SES Home Services (Dorking Office) | Wireless Access Point |  |  | Wireless Access Point |  | 10.102.192.102 |  | 000A57372D8B | [5 empty] | LANCOM | LANCOM LN830acn | 4004429618100050 |  | 9.20 | [7 empty] | Dorking SES Home Service Office
Dorking Switch A | SES Home Services (Dorking Office) | Ethernet Switch (Layer2) |  |  | Ethernet Switch (Layer2) |  | 10.102.192.11
Dorking Switch B | SES Home Services (Dorking Office) | Ethernet Switch (Layer2) |  |  | Ethernet Switch (Layer2) |  | 10.102.192.12
MPS001BMSR01 | Kendra (MPS BMS WAN) | Access Router (Basic firewall & Advanced Failover) & Access Router VPN Service (requires host router) |  |  | Router |  | 10.182.1.1
MPS002BMSR01 | Kendra (MPS BMS WAN) | Access Router (Basic firewall & Advanced Failover) & Access Router VPN Service (requires host router) |  |  | Router |  | 10.182.2.1
MPS003BMSR01 | Kendra (MPS BMS WAN) | Access Router (Basic firewall & Advanced Failover) & Access Router VPN Service (requires host router) |  |  | Router |  | 10.182.3.1
MPS004BMSR01 | Kendra (MPS BMS WAN) | Access Router (Basic firewall & Advanced Failover) & Access Router VPN Service (requires host router) |  |  | Router |  | 10.182.4.1
MPS005BMSR01 | Kendra (MPS BMS WAN) | Access Router (Basic firewall & Advanced Failover) & Access Router VPN Service (requires host router) |  |  | Router |  | 10.182.5.1
MPS006BMSR01 | Kendra (MPS BMS WAN) | Access Router (Basic firewall & Advanced Failover) & Access Router VPN Service (requires host router) |  |  | Router |  | 10.182.6.1
MPS007BMSR01 | Kendra (MPS BMS WAN) | Access Router (Basic firewall & Advanced Failover) & Access Router VPN Service (requires host router) |  |  | Router |  | 10.182.7.1
MPS008BMSR01 | Kendra (MPS BMS WAN) | Access Router (Basic firewall & Advanced Failover) & Access Router VPN Service (requires host router) |  |  | Router |  | 10.182.8.1
MPS009BMSR01 | Kendra (MPS BMS WAN) | Access Router (Basic firewall & Advanced Failover) & Access Router VPN Service (requires host router) |  |  | Router |  | 10.182.9.1
MPS010BMSR01 | Kendra (MPS BMS WAN) | Access Router (Basic firewall & Advanced Failover) & Access Router VPN Service (requires host router) |  |  | Router |  | 10.182.10.1
MPS011BMSR01 | Kendra (MPS BMS WAN) | Access Router (Basic firewall & Advanced Failover) & Access Router VPN Service (requires host router) |  |  | Router |  | 10.182.11.1
MPS012BMSR01 | Kendra (MPS BMS WAN) | Access Router (Basic firewall & Advanced Failover) & Access Router VPN Service (requires host router) |  |  | Router |  | 10.182.12.1
MPS013BMSR01 | Kendra (MPS BMS WAN) | Access Router (Basic firewall & Advanced Failover) & Access Router VPN Service (requires host router) |  |  | Router |  | 10.182.13.1
MPS014BMSR01 | Kendra (MPS BMS WAN) | Access Router (Basic firewall & Advanced Failover) & Access Router VPN Service (requires host router) |  |  | Router |  | 10.182.14.1
MPS015BMSR01 | Kendra (MPS BMS WAN) | Access Router (Basic firewall & Advanced Failover) & Access Router VPN Service (requires host router) |  |  | Router |  | 10.182.15.1
MPS016BMSR01 | Kendra (MPS BMS WAN) | Access Router (Basic firewall & Advanced Failover) & Access Router VPN Service (requires host router) |  |  | Router |  | 10.182.16.1
MPS017BMSR01 | Kendra (MPS BMS WAN) | Access Router (Basic firewall & Advanced Failover) & Access Router VPN Service (requires host router) |  |  | Router |  | 10.182.17.1
MPS018BMSR01 | Kendra (MPS BMS WAN) | Access Router (Basic firewall & Advanced Failover) & Access Router VPN Service (requires host router) |  |  | Router |  | 10.182.18.1
MPS019BMSR01 | Kendra (MPS BMS WAN) | Access Router (Basic firewall & Advanced Failover) & Access Router VPN Service (requires host router) |  |  | Router |  | 10.182.19.1
MPS020BMSR01 | Kendra (MPS BMS WAN) | Access Router (Basic firewall & Advanced Failover) & Access Router VPN Service (requires host router) |  |  | Router |  | 10.182.20.1
MPS021BMSR01 | Kendra (MPS BMS WAN) | Access Router (Basic firewall & Advanced Failover) & Access Router VPN Service (requires host router) |  |  | Router |  | 10.182.21.1
MPS022BMSR01 | Kendra (MPS BMS WAN) | Access Router (Basic firewall & Advanced Failover) & Access Router VPN Service (requires host router) |  |  | Router |  | 10.182.22.1
MPS023BMSR01 | Kendra (MPS BMS WAN) | Access Router (Basic firewall & Advanced Failover) & Access Router VPN Service (requires host router) |  |  | Router |  | 10.182.23.1
MPS024BMSR01 | Kendra (MPS BMS WAN) | Access Router (Basic firewall & Advanced Failover) & Access Router VPN Service (requires host router) |  |  | Router |  | 10.182.24.1
MPS025BMSR01 | Kendra (MPS BMS WAN) | Access Router (Basic firewall & Advanced Failover) & Access Router VPN Service (requires host router) |  |  | Router |  | 10.182.25.1
MPS026BMSR01 | Kendra (MPS BMS WAN) | Access Router (Basic firewall & Advanced Failover) & Access Router VPN Service (requires host router) |  |  | Router |  | 10.182.26.1
MPS027BMSR01 | Kendra (MPS BMS WAN) | Access Router (Basic firewall & Advanced Failover) & Access Router VPN Service (requires host router) |  |  | Router |  | 10.182.27.1
MPS028BMSR01 | Kendra (MPS BMS WAN) | Access Router (Basic firewall & Advanced Failover) & Access Router VPN Service (requires host router) |  |  | Router |  | 10.182.28.1
MPS029BMSR01 | Kendra (MPS BMS WAN) | Access Router (Basic firewall & Advanced Failover) & Access Router VPN Service (requires host router) |  |  | Router |  | 10.182.29.1
MPS030BMSR01 | Kendra (MPS BMS WAN) | Access Router (Basic firewall & Advanced Failover) & Access Router VPN Service (requires host router) |  |  | Router |  | 10.182.30.1
MPS031BMSR01 | Kendra (MPS BMS WAN) | Access Router (Basic firewall & Advanced Failover) & Access Router VPN Service (requires host router) |  |  | Router |  | 10.182.31.1
MPS032BMSR01 | Kendra (MPS BMS WAN) | Access Router (Basic firewall & Advanced Failover) & Access Router VPN Service (requires host router) |  |  | Router |  | 10.182.32.1
MPS033BMSR01 | Kendra (MPS BMS WAN) | Access Router (Basic firewall & Advanced Failover) & Access Router VPN Service (requires host router) |  |  | Router |  | 10.182.33.1
MPS034BMSR01 | Kendra (MPS BMS WAN) | Access Router (Basic firewall & Advanced Failover) & Access Router VPN Service (requires host router) |  |  | Router |  | 10.182.34.1
MPS035BMSR01 | Kendra (MPS BMS WAN) | Access Router (Basic firewall & Advanced Failover) & Access Router VPN Service (requires host router) |  |  | Router |  | 10.182.35.1
MPS036BMSR01 | Kendra (MPS BMS WAN) | Access Router (Basic firewall & Advanced Failover) & Access Router VPN Service (requires host router) |  |  | Router |  | 10.182.36.1
MPS037BMSR01 | Kendra (MPS BMS WAN) | Access Router (Basic firewall & Advanced Failover) & Access Router VPN Service (requires host router) |  |  | Router |  | 10.182.37.1
MPS038BMSR01 | Kendra (MPS BMS WAN) | Access Router (Basic firewall & Advanced Failover) & Access Router VPN Service (requires host router) |  |  | Router |  | 10.182.38.1
MPS039BMSR01 | Kendra (MPS BMS WAN) | Access Router (Basic firewall & Advanced Failover) & Access Router VPN Service (requires host router) |  |  | Router |  | 10.182.39.1
MPS040BMSR01 | Kendra (MPS BMS WAN) | Access Router (Basic firewall & Advanced Failover) & Access Router VPN Service (requires host router) |  |  | Router |  | 10.182.40.1
MPS041BMSR01 | Kendra (MPS BMS WAN) | Access Router (Basic firewall & Advanced Failover) & Access Router VPN Service (requires host router) |  |  | Router |  | 10.182.41.1
MPS042BMSR01 | Kendra (MPS BMS WAN) | Access Router (Basic firewall & Advanced Failover) & Access Router VPN Service (requires host router) |  |  | Router |  | 10.182.42.1
MPS043BMSR01 | Kendra (MPS BMS WAN) | Access Router (Basic firewall & Advanced Failover) & Access Router VPN Service (requires host router) |  |  | Router |  | 10.182.43.1
MPS044BMSR01 | Kendra (MPS BMS WAN) | Access Router (Basic firewall & Advanced Failover) & Access Router VPN Service (requires host router) |  |  | Router |  | 10.182.44.1
MPS045BMSR01 | Kendra (MPS BMS WAN) | Access Router (Basic firewall & Advanced Failover) & Access Router VPN Service (requires host router) |  |  | Router |  | 10.182.45.1
MPS046BMSR01 | Kendra (MPS BMS WAN) | Access Router (Basic firewall & Advanced Failover) & Access Router VPN Service (requires host router) |  |  | Router |  | 10.182.46.1
MPS047BMSR01 | Kendra (MPS BMS WAN) | Access Router (Basic firewall & Advanced Failover) & Access Router VPN Service (requires host router) |  |  | Router |  | 10.182.47.1
MPS048BMSR01 | Kendra (MPS BMS WAN) | Access Router (Basic firewall & Advanced Failover) & Access Router VPN Service (requires host router) |  |  | Router |  | 10.182.48.1
MPS049BMSR01 | Kendra (MPS BMS WAN) | Access Router (Basic firewall & Advanced Failover) & Access Router VPN Service (requires host router) |  |  | Router |  | 10.182.49.1
MPS050BMSR01 | Kendra (MPS BMS WAN) | Access Router (Basic firewall & Advanced Failover) & Access Router VPN Service (requires host router) |  |  | Router |  | 10.182.50.1
MPS051BMSR01 | Kendra (MPS BMS WAN) | Access Router (Basic firewall & Advanced Failover) & Access Router VPN Service (requires host router) |  |  | Router |  | 10.182.51.1
MPS052BMSR01 | Kendra (MPS BMS WAN) | Access Router (Basic firewall & Advanced Failover) & Access Router VPN Service (requires host router) |  |  | Router |  | 10.182.52.1
MPS053BMSR01 | Kendra (MPS BMS WAN) | Access Router (Basic firewall & Advanced Failover) & Access Router VPN Service (requires host router) |  |  | Router |  | 10.182.53.1
MPS054BMSR01 | Kendra (MPS BMS WAN) | Access Router (Basic firewall & Advanced Failover) & Access Router VPN Service (requires host router) |  |  | Router |  | 10.182.54.1
MPS055BMSR01 | Kendra (MPS BMS WAN) | Access Router (Basic firewall & Advanced Failover) & Access Router VPN Service (requires host router) |  |  | Router |  | 10.182.55.1
MPS056BMSR01 | Kendra (MPS BMS WAN) | Access Router (Basic firewall & Advanced Failover) & Access Router VPN Service (requires host router) |  |  | Router |  | 10.182.56.1
MPS057BMSR01 | Kendra (MPS BMS WAN) | Access Router (Basic firewall & Advanced Failover) & Access Router VPN Service (requires host router) |  |  | Router |  | 10.182.57.1
MPS058BMSR01 | Kendra (MPS BMS WAN) | Access Router (Basic firewall & Advanced Failover) & Access Router VPN Service (requires host router) |  |  | Router |  | 10.182.58.1
MPS059BMSR01 | Kendra (MPS BMS WAN) | Access Router (Basic firewall & Advanced Failover) & Access Router VPN Service (requires host router) |  |  | Router |  | 10.182.59.1
MPS060BMSR01 | Kendra (MPS BMS WAN) | Access Router (Basic firewall & Advanced Failover) & Access Router VPN Service (requires host router) |  |  | Router |  | 10.182.60.1
MPS061BMSR01 | Kendra (MPS BMS WAN) | Access Router (Basic firewall & Advanced Failover) & Access Router VPN Service (requires host router) |  |  | Router |  | 10.182.61.1
MPS062BMSR01 | Kendra (MPS BMS WAN) | Access Router (Basic firewall & Advanced Failover) & Access Router VPN Service (requires host router) |  |  | Router |  | 10.182.62.1
MPS063BMSR01 | Kendra (MPS BMS WAN) | Access Router (Basic firewall & Advanced Failover) & Access Router VPN Service (requires host router) |  |  | Router |  | 10.182.63.1
MPS064BMSR01 | Kendra (MPS BMS WAN) | Access Router (Basic firewall & Advanced Failover) & Access Router VPN Service (requires host router) |  |  | Router |  | 10.182.64.1
MPS065BMSR01 | Kendra (MPS BMS WAN) | Access Router (Basic firewall & Advanced Failover) & Access Router VPN Service (requires host router) |  |  | Router |  | 10.182.65.1
MPS066BMSR01 | Kendra (MPS BMS WAN) | Access Router (Basic firewall & Advanced Failover) & Access Router VPN Service (requires host router) |  |  | Router |  | 10.182.66.1
MPS067BMSR01 | Kendra (MPS BMS WAN) | Access Router (Basic firewall & Advanced Failover) & Access Router VPN Service (requires host router) |  |  | Router |  | 10.182.67.1
MPS068BMSR01 | Kendra (MPS BMS WAN) | Access Router (Basic firewall & Advanced Failover) & Access Router VPN Service (requires host router) |  |  | Router |  | 10.182.68.1
MPS069BMSR01 | Kendra (MPS BMS WAN) | Access Router (Basic firewall & Advanced Failover) & Access Router VPN Service (requires host router) |  |  | Router |  | 10.182.69.1
MPS070BMSR01 | Kendra (MPS BMS WAN) | Access Router (Basic firewall & Advanced Failover) & Access Router VPN Service (requires host router) |  |  | Router |  | 10.182.70.1
MPS071BMSR01 | Kendra (MPS BMS WAN) | Access Router (Basic firewall & Advanced Failover) & Access Router VPN Service (requires host router) |  |  | Router |  | 10.182.71.1
MPS072BMSR01 | Kendra (MPS BMS WAN) | Access Router (Basic firewall & Advanced Failover) & Access Router VPN Service (requires host router) |  |  | Router |  | 10.182.72.1
MPS073BMSR01 | Kendra (MPS BMS WAN) | Access Router (Basic firewall & Advanced Failover) & Access Router VPN Service (requires host router) |  |  | Router |  | 10.182.73.1
MPS074BMSR01 | Kendra (MPS BMS WAN) | Access Router (Basic firewall & Advanced Failover) & Access Router VPN Service (requires host router) |  |  | Router |  | 10.182.74.1
MPS075BMSR01 | Kendra (MPS BMS WAN) | Access Router (Basic firewall & Advanced Failover) & Access Router VPN Service (requires host router) |  |  | Router |  | 10.182.75.1
MPS076BMSR01 | Kendra (MPS BMS WAN) | Access Router (Basic firewall & Advanced Failover) & Access Router VPN Service (requires host router) |  |  | Router |  | 10.182.76.1
MPS077BMSR01 | Kendra (MPS BMS WAN) | Access Router (Basic firewall & Advanced Failover) & Access Router VPN Service (requires host router) |  |  | Router |  | 10.182.77.1
MPS078BMSR01 | Kendra (MPS BMS WAN) | Access Router (Basic firewall & Advanced Failover) & Access Router VPN Service (requires host router) |  |  | Router |  | 10.182.78.1
MPS079BMSR01 | Kendra (MPS BMS WAN) | Access Router (Basic firewall & Advanced Failover) & Access Router VPN Service (requires host router) |  |  | Router |  | 10.182.79.1
MPS080BMSR01 | Kendra (MPS BMS WAN) | Access Router (Basic firewall & Advanced Failover) & Access Router VPN Service (requires host router) |  |  | Router |  | 10.182.80.1
MPS081BMSR01 | Kendra (MPS BMS WAN) | Access Router (Basic firewall & Advanced Failover) & Access Router VPN Service (requires host router) |  |  | Router |  | 10.182.81.1
MPS082BMSR01 | Kendra (MPS BMS WAN) | Access Router (Basic firewall & Advanced Failover) & Access Router VPN Service (requires host router) |  |  | Router |  | 10.182.82.1
MPS083BMSR01 | Kendra (MPS BMS WAN) | Access Router (Basic firewall & Advanced Failover) & Access Router VPN Service (requires host router) |  |  | Router |  | 10.182.83.1
MPS084BMSR01 | Kendra (MPS BMS WAN) | Access Router (Basic firewall & Advanced Failover) & Access Router VPN Service (requires host router) |  |  | Router |  | 10.182.84.1
MPS085BMSR01 | Kendra (MPS BMS WAN) | Access Router (Basic firewall & Advanced Failover) & Access Router VPN Service (requires host router) |  |  | Router |  | 10.182.85.1
MPS086BMSR01 | Kendra (MPS BMS WAN) | Access Router (Basic firewall & Advanced Failover) & Access Router VPN Service (requires host router) |  |  | Router |  | 10.182.86.1
MPS087BMSR01 | Kendra (MPS BMS WAN) | Access Router (Basic firewall & Advanced Failover) & Access Router VPN Service (requires host router) |  |  | Router |  | 10.182.87.1
MPS088BMSR01 | Kendra (MPS BMS WAN) | Access Router (Basic firewall & Advanced Failover) & Access Router VPN Service (requires host router) |  |  | Router |  | 10.182.88.1
MPS089BMSR01 | Kendra (MPS BMS WAN) | Access Router (Basic firewall & Advanced Failover) & Access Router VPN Service (requires host router) |  |  | Router |  | 10.182.89.1
MPS090BMSR01 | Kendra (MPS BMS WAN) | Access Router (Basic firewall & Advanced Failover) & Access Router VPN Service (requires host router) |  |  | Router |  | 10.182.90.1
MPS091BMSR01 | Kendra (MPS BMS WAN) | Access Router (Basic firewall & Advanced Failover) & Access Router VPN Service (requires host router) |  |  | Router |  | 10.182.91.1
MPS092BMSR01 | Kendra (MPS BMS WAN) | Access Router (Basic firewall & Advanced Failover) & Access Router VPN Service (requires host router) |  |  | Router |  | 10.182.92.1
MPS093BMSR01 | Kendra (MPS BMS WAN) | Access Router (Basic firewall & Advanced Failover) & Access Router VPN Service (requires host router) |  |  | Router |  | 10.182.93.1
MPS094BMSR01 | Kendra (MPS BMS WAN) | Access Router (Basic firewall & Advanced Failover) & Access Router VPN Service (requires host router) |  |  | Router |  | 10.182.94.1
MPS095BMSR01 | Kendra (MPS BMS WAN) | Access Router (Basic firewall & Advanced Failover) & Access Router VPN Service (requires host router) |  |  | Router |  | 10.182.95.1
MPS096BMSR01 | Kendra (MPS BMS WAN) | Access Router (Basic firewall & Advanced Failover) & Access Router VPN Service (requires host router) |  |  | Router |  | 10.182.96.1
MPS097BMSR01 | Kendra (MPS BMS WAN) | Access Router (Basic firewall & Advanced Failover) & Access Router VPN Service (requires host router) |  |  | Router |  | 10.182.97.1
MPS098BMSR01 | Kendra (MPS BMS WAN) | Access Router (Basic firewall & Advanced Failover) & Access Router VPN Service (requires host router) |  |  | Router |  | 10.182.98.1
MPSICCBMSR01 | Kendra (MPS BMS WAN) | Access Router (Basic firewall & Advanced Failover) & Access Router VPN Service (requires host router) |  |  | Router |  | 10.182.254.1
MPSTESTSITEBMSR01 | Kendra (MPS BMS WAN) | Access Router (Basic firewall & Advanced Failover) & Access Router VPN Service (requires host router) |  | Yes | Router |  | 10.182.0.1
MPSSPAREBMSR01 | Kendra (MPS BMS WAN) | Access Router (Basic firewall & Advanced Failover) & Access Router VPN Service (requires host router) |  | Yes | Router |  | 10.182.127.1
MPSSPAREBMSR02 | Kendra (MPS BMS WAN) | Access Router (Basic firewall & Advanced Failover) & Access Router VPN Service (requires host router) |  | Yes | Router |  | 10.182.127.1

## SES Homes
Name | Make and Model | Serial Number | IP Address, Subnet Mask | Description | Location | Warranty Expiry Date
Dorking Switch A | Allied Telesis AT-GS948MPX | A05158G164900078G | 10.102.192.11 255.255.255.0 | Switch | Dorking | 2020-06-12
Dorking Switch B | Allied Telesis AT-GS948MPX | A05158G171300132H | 10.102.192.12 255.255.255.0 | Switch | Dorking | 2020-06-12
Dorking Master Router | LANCOM 7100+ VPN | 4004466418100015 | 10.102.192.253 255.255.255.0 | Router | Dorking | 2022-06-12
Dorking Backup Router | LANCOM 7100+ VPN | 4004466418100043 | 10.102.192.252 255.255.255.0 | Router | Dorking | 2022-06-12
Dorking Gateway A | LANCOM 1781VA-4G | 4004396632100040 | 10.0.100.1 255.255.255.0 | Router | Dorking | 2022-06-12
Dorking Gateway B | LANCOM 1781VA-4G | 4004396632100034 | 10.0.100.2 255.255.255.0 | Router | Dorking | 2022-06-12
Dorking Gateway C | LANCOM 1781VA-4G | 4004396632100021 | 10.0.100.3 255.255.255.0 | Router | Dorking | 2022-06-12
Redhill to Dorking Gateway | LANCOM 1781VA-4G | 4004396632100015 | 10.100.192.254 255.255.255.0 | Router | Redhill | 2022-06-12
Dorking AP 01 | LANCOM LN830acn | 4004429618100326 | 10.102.192.101 255.255.255.0 | Router | Dorking | 2022-06-12
Dorking AP 02 | LANCOM LN830acn | 4004429618100050 | 10.102.192.102 255.255.255.0 | Router | Dorking | 2022-06-12
Dorking Wireless LAN Controller | LANCOM WLC-4006+ | 4004254232100107 | 10.102.192.110 255.255.255.0 | Router | Dorking | 2022-06-12
Dorking UPS | APC Smart UPS |  |  | UPS | Dorking | 2018-06-12
Jakarta | Jakarta Environment Monitor |  |  | Averment Monitor | Dorking | 2018-06-12

## Colas NR
Verified | Device Type (for Monitoring and Support Costing) | Actual Device Type | Customer | Name | Hostname | LAN Mgmt IP | Other LAN IP(s) | Mask | Default Gateway | MAC address | WAN IP(s) | Vendor (Make) | Model | Serial Number | Hardware Version | Firmware Version | Warranty Status | Operating System | Software Version | Version | Release date | HTTPS Port | SSH Ports | Location | Address / Postcode | Location ID / Marker Post (applicable to motorway-installed devices) | Location Name | Location Floor | Comms Cabinet | Accessible from | Monitored by | Syslog Server IP | SNMP Trap server | Installed | Remarks | MODBUS GATEWAY (CONV.) ID NO | INSTALLATION PANEL ID | MOXA SWITCH ID | MOXA SWITCH PORT | MOXA SWITCH PORT VLAN ID | POWER | DHCP | DNS 1 | DNS 2 | SFP / Port(s) | Module1 | Mod 1 SFP / Port(s) | Module2 | Mod 2 SFP / Port(s) | Module3 | Module4 | Latest | Actions | Date Planned | Date Actioned | SIM IP Address | SIM ICCID | SIM Provider | Data Renewal date | NTP Srv 1 | Comments | IP1 | IP2 | IP3 | IP4 | ORI # | Mon | Sup | Maintain | Done
Yes | Ethernet Switch (Layer2) |  | Network Rail / Colas Rail | C2103 FCC Switch |  | 10.33.0.50 |  | 255.255.255.0 | 10.33.0.254 | 0090E8381117 | N/A | Moxa | Moxa TN-5516-T | TACDD1031980 | 1.1 | V1.4 | [7 empty] | c2103-FCC | [5 empty] | onboard Nrams and 192.168.20.0/24 | onboard NRAMS and 192.168.20.0/24 | 10.33.0.100 | 10.33.0.100 | [28 empty] | 10 | 33 | 0 | 50 | 1 |  |  |  | 1
Yes | Ethernet Switch (Layer2) |  | Network Rail / Colas Rail | C2103 GC1 Switch |  | 10.33.0.51 |  |  |  | 0090E8377A8B |  | Moxa | Moxa TN-5508-T | TACCD1033841 | 1.1 | V2.7 | [7 empty] | c2103-GC1 | [5 empty] | onboard Nrams and 192.168.20.0/24 | onboard NRAMS and 192.168.20.0/24 | 10.33.0.100 | 10.33.0.100 | [28 empty] | 10 | 33 | 0 | 51 | 1 |  |  |  | 1
Yes | Ethernet Switch (Layer2) |  | Network Rail / Colas Rail | C2103 GC2 Switch |  | 10.33.0.52 |  |  |  | 0090E8377A82 |  | Moxa | Moxa TN-5508-T | TACCD1033832 | 1.1 | V2.7 | [7 empty] | c2103-GC2 | [5 empty] | onboard Nrams and 192.168.20.0/24 | onboard NRAMS and 192.168.20.0/24 | 10.33.0.100 | 10.33.0.100 | [28 empty] | 10 | 33 | 0 | 52 | 1 |  |  |  | 1
Yes | Ethernet Switch (Layer2) |  | Network Rail / Colas Rail | C2103 GC3 Switch |  | 10.33.0.53 |  |  |  | 0090E8377A8C |  | Moxa | Moxa TN-5508-T | TACCD1033842 | 1.1 | V2.7 | [7 empty] | c2103-GC3 | [5 empty] | onboard Nrams and 192.168.20.0/24 | onboard NRAMS and 192.168.20.0/24 | 10.33.0.100 | 10.33.0.100 | [28 empty] | 10 | 33 | 0 | 53 | 1 |  |  |  | 1
Yes | Ethernet Switch (Layer2) |  | Network Rail / Colas Rail | C2103 GC4 Switch |  | 10.33.0.54 |  |  |  | 0090E8377A90 |  | Moxa | Moxa TN-5508-T | TACCD1033846 | 1.1 | V2.7 | [7 empty] | c2103-GC4 | [5 empty] | onboard Nrams and 192.168.20.0/24 | onboard NRAMS and 192.168.20.0/24 | 10.33.0.100 | 10.33.0.100 | [28 empty] | 10 | 33 | 0 | 54 | 1 |  |  |  | 1
Yes | Ethernet Switch (Layer2) |  | Network Rail / Colas Rail | C2103 RCC Switch |  | 10.33.0.55 |  |  |  | 0090E8381114 |  | Moxa | Moxa TN-5516-T | TACDD1031977 | 1.1 | V1.4 | [7 empty] | c2103-RCC | [5 empty] | onboard Nrams and 192.168.20.0/24 | onboard NRAMS and 192.168.20.0/24 | 10.33.0.100 | 10.33.0.100 | [28 empty] | 10 | 33 | 0 | 55 | 1 |  |  |  | 1
Yes | Network Management Station |  | Network Rail / Colas Rail | C2103 NRAMS |  | 10.33.0.100 |  |  |  | 927E20524153 |  | Moxa | Moxa V2616A-C5-LX |  |  | n/a | [7 empty] | c2103-RCC | [5 empty] | Itself and 192.168.20.0/24 | Itself and 192.168.20.0/24 | n/a | n/a | [28 empty] | 10 | 33 | 0 | 100 | 1
Yes | Wireless Access Point |  | Network Rail / Colas Rail | C2103 WiFi Access Point |  | 10.33.0.252 |  |  |  | 0690E8409CDD |  | Moxa | Moxa AWK-3131-M12-RCC-EU | [10 empty] | c2103-Front-Conv-Car | [5 empty] | Itself and 192.168.20.0/24 | Itself and 192.168.20.0/24 | 10.33.0.100 | 10.33.0.100 | [28 empty] | 10 | 33 | 0 | 252 | 1
Yes | Access Router (Basic firewall & Single WAN) & Access Router VPN Service (requires host router) |  | Network Rail / Colas Rail | C2103 Rem. Access Rtr |  | 10.33.0.254 |  |  |  | 0090E836F265 |  | Moxa | Moxa OnCell-5104HSPA | [10 empty] | c2103-RCC | [5 empty] | Itself and 192.168.20.0/24 | Itself and 192.168.20.0/24 | 10.33.0.100 | 10.33.0.100 | [28 empty] | 10 | 33 | 0 | 254 | 1
Yes | Ethernet Switch (Layer2) |  | Network Rail / Colas Rail | C2102 FCC Switch |  | 10.32.0.50 |  |  |  | 0090E8381111 |  | Moxa | Moxa TN-5516-T |  |  | V1.4 | [7 empty] | C2102-FCC | [5 empty] | onboard Nrams and 192.168.20.0/24 | onboard NRAMS and 192.168.20.0/24 | 10.32.0.100 | 10.32.0.100 | [28 empty] | 10 | 32 | 0 | 50 | 1
Yes | Ethernet Switch (Layer2) |  | Network Rail / Colas Rail | C2102 GC1 Switch |  | 10.32.0.51 |  |  |  | 0090E8377A93 |  | Moxa | Moxa TN-5508-T |  |  | V2.7 | [7 empty] | C2102-GC1 | [5 empty] | onboard Nrams and 192.168.20.0/24 | onboard NRAMS and 192.168.20.0/24 | 10.32.0.100 | 10.32.0.100 | [28 empty] | 10 | 32 | 0 | 51 | 1
Yes | Ethernet Switch (Layer2) |  | Network Rail / Colas Rail | C2102 GC2 Switch |  | 10.32.0.52 |  |  |  | 0090E8377A89 |  | Moxa | Moxa TN-5508-T | TACCD1033839 | 1.1 | V2.7 | [7 empty] | C2102-GC2 | [5 empty] | onboard Nrams and 192.168.20.0/24 | onboard NRAMS and 192.168.20.0/24 | 10.32.0.100 | 10.32.0.100 | [28 empty] | 10 | 32 | 0 | 52 | 1 |  |  |  | 1
Yes | Ethernet Switch (Layer2) |  | Network Rail / Colas Rail | C2102 GC3 Switch |  | 10.32.0.53 |  |  |  | 0090E8377A86 |  | Moxa | Moxa TN-5508-T | TACCD1033836 | 1.1 | V2.7 | [7 empty] | C2102-GC3 | [5 empty] | onboard Nrams and 192.168.20.0/24 | onboard NRAMS and 192.168.20.0/24 | 10.32.0.100 | 10.32.0.100 | [28 empty] | 10 | 32 | 0 | 53 | 1 |  |  |  | 1
Yes | Ethernet Switch (Layer2) |  | Network Rail / Colas Rail | C2102 GC4 Switch |  | 10.32.0.54 |  |  |  | 0090E8377A8F |  | Moxa | Moxa TN-5508-T | TACCD1033845 | 1.1 | V2.7 | [7 empty] | C2102-GC4 | [5 empty] | onboard Nrams and 192.168.20.0/24 | onboard NRAMS and 192.168.20.0/24 | 10.32.0.100 | 10.32.0.100 | [28 empty] | 10 | 32 | 0 | 54 | 1 |  |  |  | 1
Yes | Ethernet Switch (Layer2) |  | Network Rail / Colas Rail | C2102 RCC Switch |  | 10.32.0.55 |  |  |  | 0090E838111B |  | Moxa | Moxa TN-5516-T | TACDD1031984 | 1.1 | V1.4 | [7 empty] | C2102-RCC | [5 empty] | onboard Nrams and 192.168.20.0/24 | onboard NRAMS and 192.168.20.0/24 | 10.32.0.100 | 10.32.0.100 | [28 empty] | 10 | 32 | 0 | 55 | 1 |  |  |  | 1
Yes | Network Management Station |  | Network Rail / Colas Rail | C2102 NRAMS |  | 10.32.0.100 |  |  |  | 240920524153 |  | Moxa | Moxa V2616A-C5-LX |  |  | n/a | [7 empty] | C2102-RCC | [5 empty] | Itself and 192.168.20.0/24 | Itself and 192.168.20.0/24 | n/a | n/a | [28 empty] | 10 | 32 | 0 | 100 | 1
Yes | Wireless Access Point |  | Network Rail / Colas Rail | C2102 WiFi Access Point |  | 10.32.0.252 |  |  |  | 0690E8409CD5 |  | Moxa | Moxa AWK-3131-M12-RCC-EU | [10 empty] | C2102-Front-Conv-Car | [5 empty] | Itself and 192.168.20.0/24 | Itself and 192.168.20.0/24 | 10.32.0.100 | 10.32.0.100 | [28 empty] | 10 | 32 | 0 | 252 | 1
Yes | Access Router (Basic firewall & Single WAN) & Access Router VPN Service (requires host router) |  | Network Rail / Colas Rail | C2102 Rem. Access Rtr |  | 10.32.0.254 |  |  |  | 0090E836F26B |  | Moxa | Moxa OnCell-5104HSPA | [10 empty] | C2102-RCC | [5 empty] | Itself and 192.168.20.0/24 | Itself and 192.168.20.0/24 | 10.32.0.100 | 10.32.0.100 | [28 empty] | 10 | 32 | 0 | 254 | 1
Yes | Additional Network Device (Basic) |  | Network Rail / Colas Rail | Maintenance Spare 01 | [5 empty] | 0090E8377A94 |  | Moxa | Moxa TN-5508-T | TACCD1033850 | 1.1 | [50 empty] | 1 |  |  |  | 1
Yes | Additional Network Device (Basic) |  | Network Rail / Colas Rail | Maintenance Spare 01 | [5 empty] | 0090E8381116 |  | Moxa | Moxa TN-5516-T | TACDD1031979 | 1.1 | [50 empty] | 1 |  |  |  | 1
Yes | Access Router (Basic firewall & Single WAN) & Access Router VPN Service (requires host router) |  | Network Rail / Colas Rail | [6 empty] | 0090E836F264 |  | Moxa | Moxa OnCell-5104HSPA | TACCB1009511 | 1.0 | [50 empty] | 1 |  |  |  | 1
Yes | Access Router (Basic firewall & Single WAN) & Access Router VPN Service (requires host router) |  | Network Rail / Colas Rail | [6 empty] | 0090E836F26A |  | Moxa | Moxa OnCell-5104HSPA | TACCB1009517 | 1.0 | [50 empty] | 1 |  |  |  | 1
Yes | Network Management Station |  | Network Rail / Colas Rail | [6 empty] | 0090E86D8DA2 |  | Moxa | Moxa V2616A-C5-LX | TAHCA1000786 | Rev. 1.1.0 | [50 empty] | 1 |  |  |  | 1
Yes | Network Management Station |  | Network Rail / Colas Rail | [6 empty] | 0090E86D8DA4 |  | Moxa | Moxa V2616A-C5-LX | TAHCA1000787 | Rev. 1.1.0 | [50 empty] | 1 |  |  |  | 1
Yes | Network Management Station |  | Network Rail / Colas Rail | [6 empty] | 0090E86D8D9E |  | Moxa | Moxa V2616A-C5-LX | TAHCA1000784 | Rev. 1.1.0 | [50 empty] | 1 |  |  |  | 1
Yes | Access Router (Basic firewall & Single WAN) & Access Router VPN Service (requires host router) |  | Network Rail / Colas Rail | [6 empty] | 0090E86AF33C |  | Moxa | Moxa OnCell-5104HSPA | TAHAB1020357 | Rev. 1.1.0 | [50 empty] | 1 |  |  |  | 1
Yes | Access Router (Basic firewall & Single WAN) & Access Router VPN Service (requires host router) |  | Network Rail / Colas Rail | [6 empty] | 0090E86A734E |  | Moxa | Moxa OnCell-5104HSPA | TAHAB1020375 | Rev. 1.1.0 | [50 empty] | 1 |  |  |  | 1
Yes | Access Router (Basic firewall & Single WAN) & Access Router VPN Service (requires host router) |  | Network Rail / Colas Rail | [6 empty] | 0090E86A7344 |  | Moxa | Moxa OnCell-5104HSPA | TAHAB1020365 | Rev. 1.1.0 | [50 empty] | 1 |  |  |  | 1
Yes | Wireless Access Point |  | Network Rail / Colas Rail | [6 empty] | 0090E866534C |  | Moxa | Moxa TAP-213 | TAGHB1094941 | Rev. 1.0.0 | [50 empty] | 1 |  |  |  | 1
Yes | Wireless Access Point |  | Network Rail / Colas Rail | [6 empty] | 0090E866534B |  | Moxa | Moxa TAP-213 | TAGHB1094940 | Rev. 1.0.0 | [50 empty] | 1 |  |  |  | 1
Yes | Wireless Access Point |  | Network Rail / Colas Rail | [6 empty] | 0090E8633345 |  | Moxa | Moxa TAP-213 | TAGEB1112733 | Rev. 1.0.0 | [50 empty] | 1 |  |  |  | 1
Yes | Additional Network Device (Advanced) |  | Network Rail / Colas Rail | [6 empty] | 0080A38CD11D |  | Lantronix | Lantronix Spider SLS200 | SX155214053533 | Rev. K29 | [50 empty] | 1 |  |  |  | 1
Yes | Additional Network Device (Advanced) |  | Network Rail / Colas Rail | [6 empty] | 0080A38CD138 |  | Lantronix | Lantronix Spider SLS200 | SX155214053560 | Rev. K29 | [50 empty] | 1 |  |  |  | 1
Yes | Additional Network Device (Advanced) |  | Network Rail / Colas Rail | [6 empty] | 0080A38CD172 |  | Lantronix | Lantronix Spider SLS200 | SX155214053618 | Rev. K29 | [50 empty] | 1 |  |  |  | 1

## CPS ORI
#REF! | Crt. No. | Location ID | Name | Serial No | Make and Model | IP Address LAN | Mask | Gateway | WAN IP
#REF! | 0 | 0 | Hatfield Backup Router | 2035301178 | FL MGUARD RS4000TX/TX VPN | 10.10.14.12 | 255.255.255.0 | 0 | #REF!
#REF! | 0 | 0 | Hatfield Master Router | 2035301168 | FL MGUARD RS4000TX/TX VPN | 10.10.14.11 | 255.255.255.0 | 0 | #REF!
#REF! | 0 | 0 | Holmesdale Backup Router | 2035301167 | FL MGUARD RS4000TX/TX VPN | 10.10.12.12 | 255.255.255.0 | 0 | #REF!
#REF! | 0 | 0 | Holmesdale Master Router | 2035301171 | FL MGUARD RS4000TX/TX VPN | 10.10.12.11 | 255.255.255.0 | 0 | #REF!
#REF! | 0 | 0 | Dartford Crossing TOC Backup Router | 2X300241B | FL MGUARD RS4000TX/TX VPN | 192.0.11.3 | 255.255.255.0 | 0 | 0
#REF! | 0 | 0 | Dartford Crossing TOC Transit Backup Router | 2VN000553 | FL MGUARD GT/GT | 10.11.11.17 | 255.255.255.0 | 0 | 0
#REF! | 0 | 0 | Dartford Crossing TOC Transit Master Router | 2X300225D | FL MGUARD GT/GT | 10.11.11.16 | 255.255.255.0 | 0 | 0
#REF! | 0 | 0 | Dartford Crossing TOC Master Router | 1364096915 | FL MGUARD RS4000TX/TX VPN | 192.0.11.2 | 255.255.255.0 | 0 | 0
#REF! | 0 | 0 | Dartford Crossing DFF Interfacing Backup Router | 1121734567 | FL MGUARD GT/GT | 10.11.11.22 | 255.255.255.0 | 0 | 0
#REF! | 0 | 0 | Dartford Crossing DFF Interfacing Master Router | 1121735453 | FL MGUARD GT/GT | 10.11.11.21 | 255.255.255.0 | 0 | #REF!
#REF! | 0 | 0 | Bell Common Master Router | 2035301045 | FL MGUARD RS4000TX/TX VPN | 10.10.13.11 | 255.255.255.0 | 0 | #REF!
#REF! | 0 | 0 | Bell Common Backup Router | 2035301152 | FL MGUARD RS4000TX/TX VPN | 10.10.13.12 | 255.255.255.0 | 0 | #REF!
#REF! | 0 | 0 | South Mimms NOC Master Router | 2035301044 | FL MGUARD RS4000TX/TX VPN | 10.10.10.11 | 255.255.255.0 | 0 | #REF!
#REF! | 0 | 0 | South Mimms NOC OiW LAN Router | 2035301158 | FL MGUARD RS4000TX/TX VPN | 10.10.10.15 | 255.255.255.0 | 0 | #REF!
#REF! | 0 | 0 | South Mimms NOC Backup Router | 2035301054 | FL MGUARD RS4000TX/TX VPN | 10.10.10.12 | 255.255.255.0 | 0 | #REF!
#REF! | 0 | 0 | SSL Office VPN Client | 2032487316 | mGuard Delta2 | 192.1.31.19 | 255.255.255.0 | 0 | 0
#REF! | 0 | 0 | AIS Office VPN Client | 0 | FL MGUARD RS2000 TX/TX VPN | 192.168.17.254 | 255.255.255.0 | 0 | 0
#REF! | 0 | 0 | Aveley Camera #1 | 0 | 0 | 192.168.22.11 | 255.255.255.0 | 0 | 0
#REF! | 0 | 0 | Aveley Camera #2 | 0 | 0 | 192.168.22.12 | 255.255.255.0 | 0 | 0
#REF! | 0 | 0 | Aveley PLC | 0 | 0 | 192.168.22.10 | 255.255.255.0 | 0 | 0
#REF! | 0 | 0 | Aveley VPN Client | 0 | #REF! | 192.168.22.1 | 255.255.255.0 | 0 | 0
#REF! | 0 | 0 | Bell Common CARP (LAN interf.) | 0 | 0 | 192.1.13.10 | 255.255.255.0 | 0 | 0
#REF! | 0 | 0 | Bell Common CARP (WAN interf.) | 0 | 0 | 10.10.13.10 | 255.255.255.0 | 0 | 0
#REF! | 0 | 0 | Bell Common EVB SCADA Client.) | 0 | 0 | 192.1.13.102 | 255.255.255.0 | 0 | 0
#REF! | 0 | Bell Common EVB Switch A | Bell Common EVB Switch A | […]02610 | PT-7728-F-HV-HV | 192.1.13.22 | 255.255.255.0 | 0 | 0
#REF! | 0 | Bell Common EVB Switch B | Bell Common EVB Switch B | […]09987 | EDS-405A-MM-SC | 10.10.13.24 | 255.255.255.0 | 0 | 0
#REF! | 0 | Bell Common SCPA2 | Bell Common SCPA2 | […]04385 | EDS-405A-MM-SC | 192.1.13.25 | 255.255.255.0 | 0 | 0
#REF! | 0 | Bell Common SCPB1 | Bell Common SCPB1 | […]04236 | EDS-405A-MM-SC | 192.1.13.26 | 255.255.255.0 | 0 | 0
#REF! | 0 | 0 | Bell Common WVB Scada Client 1 | 0 | 0 | 192.1.13.101 | 255.255.255.0 | 0 | 0
#REF! | 0 | Bell Common WVB Switch A | Bell Common WVB Switch A | […]02596 | PT-7728-F-HV-HV | 192.1.13.21 | 255.255.255.0 | 0 | 0
#REF! | 0 | Bell Common WVB Switch B | Bell Common WVB Switch B | #REF! | EDS-405A-MM-SC | 10.10.13.23 | 255.255.255.0 | 0 | 0
#REF! | 0 | 0 | Bucknalls Lane Camera #1 | #REF! | 0 | 10.3.170.11 | 255.255.255.0 | 0 | 0
#REF! | 0 | 0 | Bucknalls Lane Camera #2 | #REF! | 0 | 10.3.170.12 | 255.255.255.0 | 0 | 0
#REF! | 0 | 0 | Bucknalls Lane PLC | #REF! | 0 | 10.3.170.10 | 255.255.255.0 | 0 | 0
#REF! | First | 0 | CPS Network Management System | #REF! | RS300-E9-PS4 | 192.0.11.100 | 255.255.255.0 | 192.0.11.1 | 0
#REF! | 0 | 0 | Darford Crossing DFF Interfacing CARP (LAN interf.) | #REF! | 0 | 10.11.11.20 | 255.255.255.0 | 0 | 0
#REF! | 0 | 0 | Darford Crossing DFF Interfacing CARP (WAN interf.) | #REF! | 0 | 10.12.12.10 | 255.255.255.0 | 0 | 0
#REF! | 0 | Darford Crossing EEVB Wi-Fi Bridge | Darford Crossing EEVB Wi-Fi Bridge | #REF! | SCALANCE W786-1PRO | 20.220.220.35 | 255.255.255.0 | 20.220.220.1 | 0
#REF! | 0 | Darford Crossing ENWP Wi-Fi Bridge | Darford Crossing ENWP Wi-Fi Bridge | #REF! | SCALANCE W786-1PRO | 20.220.220.65 | 255.255.255.0 | 20.220.220.1 | 0
#REF! | 0 | 0 | Darford Crossing OiW Primary Server | #REF! | 0 | 192.3.11.50 | 255.255.255.0 | 0 | 0
#REF! | 0 | 0 | Darford Crossing SCADA Server(s) | #REF! | 0 | 10.110.110.199 | 255.255.255.0 | 0 | 0
#REF! | 0 | 0 | Darford Crossing TOC CARP (LAN interf.) | #REF! | 0 | 192.0.11.1 | 255.255.255.0 | 0 | 0
#REF! | 0 | 0 | Darford Crossing TOC CARP (WAN interf.) | #REF! | 0 | 10.11.11.10 | 255.255.255.0 | 0 | 0
#REF! | 0 | 0 | Darford Crossing TOC Transit CARP (LAN interf.) | #REF! | 0 | 10.11.11.15 | 255.255.255.0 | 0 | 0
#REF! | 0 | 0 | Darford Crossing TOC Transit CARP (WAN interf.) | #REF! | 0 | 10.10.11.15 | 255.255.255.0 | 0 | 0
#REF! | 0 | Dartford Crossing Admin Switch A | Dartford Crossing Admin Switch A | #REF! | PT-7828-F-HV-HV | 192.0.11.21 | 255.255.255.0 | 192.0.11.1 | 0
#REF! | 0 | Dartford Crossing Admin Switch B | Dartford Crossing Admin Switch B | #REF! | PT-7828-F-HV-HV | 192.0.11.22 | 255.255.255.0 | 192.0.11.1 | 0
#REF! | 0 | Dartford Crossing ECC | Dartford Crossing ECC | […]03157 | IKS-6728-4GTXSFP-T | 192.0.11.124 | 255.255.255.0 | 192.0.11.1 | 0
#REF! | 0 | Dartford Crossing EEVB | Dartford Crossing EEVB | […]03156 | IKS-6728-4GTXSFP-HV-T | 192.0.11.126 | 255.255.255.0 | 192.0.11.1 | 0
#REF! | 0 | 0 | Dartford Crossing Electronics | 0 | 0 | 10.110.110.20 | 255.255.255.0 | 0 | 0
#REF! | 0 | Dartford Crossing ENWP | Dartford Crossing ENWP | #REF! | EDS-510A-1GT2SFP | 192.0.11.129 | 255.255.255.0 | 192.0.11.1 | 0
#REF! | 0 | Dartford Crossing ETPB | Dartford Crossing ETPB | […]03112 | IKS-6728-4GTXSFP-HV-T | 192.0.11.128 | 255.255.255.0 | 192.0.11.1 | 0
#REF! | 0 | Dartford Crossing KEVB SWA | Dartford Crossing KEVB SWA | […]03118 | IKS-6728-4GTXSFP-HV-T | 192.0.11.122 | 255.255.255.0 | 192.0.11.1 | 0
#REF! | 0 | Dartford Crossing KEVB SWB | Dartford Crossing KEVB SWB | […]03130 | IKS-6728-4GTXSFP-HV-T | 192.0.11.123 | 255.255.255.0 | 192.0.11.1 | 0
#REF! | 0 | Dartford Crossing KMA | Dartford Crossing KMA | […]02271 | EDS-510A-1GT2SFP-T | 192.0.11.127 | 255.255.255.0 | 192.0.11.1 | 0
#REF! | 0 | Dartford Crossing KWVB SWB | Dartford Crossing KWVB SWB | […]03132 | IKS-6728-4GTXSFP-HV-T | 192.0.11.121 | 255.255.255.0 | 192.0.11.1 | 0
#REF! | 0 | 0 | Dartford Crossing Rem. Acccess Mgmt Appliance | 2035301091 | FL MGUARD RS4000TX/TX VPN | 10.11.255.253 | 255.255.255.0 | 0 | 0
#REF! | 0 | 0 | #REF! | 0 | 0 | 192.2.11.7 | 255.255.255.0 | 0 | 0
#REF! | 0 | 0 | Dartford Crossing TOC OiW NRST Gateway | 2035301058 | FL MGUARD RS4000TX/TX VPN | 10.11.11.2 | 255.255.255.0 | 0 | 0
#REF! | 0 | 0 | Dartford Crossing VPN Concentrator | 2035301163 | FL MGUARD RS4000TX/TX VPN | 10.11.255.254 | 255.255.255.0 | 0 | 0
#REF! | 0 | Dartfrod Crossing EWVB | Dartfrod Crossing EWVB | […]03124 | IKS-6728-4GTXSFP-HV-T | 192.0.11.125 | 255.255.255.0 | 192.0.11.1 | 0
#REF! | 0 | Dartfrod Crossing KSEP | Dartfrod Crossing KSEP | […]03143 | IKS-6728-4GTXSFP-HV-T | 192.0.11.130 | 255.255.255.0 | 192.0.11.1 | 0
#REF! | 0 | 0 | Dartfrod Crossing KWVB SWA | […]03117 | IKS-6728-4GTXSFP-HV-T | 192.0.11.120 | 255.255.255.0 | 192.0.11.1 | 0
#REF! | 0 | 0 | Hatfield CARP (LAN interf.) | 0 | 0 | 192.1.14.10 | 255.255.255.0 | 0 | 0
#REF! | 0 | 0 | Hatfield CARP (WAN interf.) | 0 | 0 | 10.10.14.10 | 255.255.255.0 | 0 | 0
#REF! | 0 | 0 | Hatfield SCADA Client A (KMC2) | 0 | 0 | 192.1.14.101 | 255.255.255.0 | 0 | 0
#REF! | 0 | 0 | Hatfield SCADA Client B (KMC1) | 0 | 0 | 192.1.14.102 | 255.255.255.0 | 0 | 0
#REF! | 0 | Hatfield Switch A | Hatfield Switch A | #REF! | PT-7728-F-HV-HV | 192.1.14.21 | 255.255.255.0 | 0 | 0
#REF! | 0 | Hatfield Switch B | Hatfield Switch B | #REF! | PT-7728-F-HV-HV | 192.1.14.22 | 255.255.255.0 | 0 | 0
#REF! | 0 | 0 | Holmesdale CARP (LAN interf.) | 0 | 0 | 192.1.12.10 | 255.255.255.0 | 0 | 0
#REF! | 0 | 0 | Holmesdale CARP (WAN interf.) | 0 | 0 | 10.10.12.10 | 255.255.255.0 | 0 | 0
#REF! | 0 | 0 | Holmesdale SCADA Active Client | 0 | 0 | 192.1.12.101 | 255.255.255.0 | 0 | 0
#REF! | 0 | Holmesdale Switch A | Holmesdale Switch A | […]07843 | PT-7728-F-HV-HV | 192.1.12.21 | 255.255.255.0 | 0 | 0
#REF! | 0 | Holmesdale Switch B | Holmesdale Switch B | […]07827 | PT-7728-F-HV-HV | 192.1.12.22 | 255.255.255.0 | 0 | 0
#REF! | 0 | 0 | IT4Automation Office M25 VPN Client | 0 | FL MGUARD RS2000 TX/TX VPN | 192.168.20.246 | 255.255.255.0 | 0 | 0
#REF! | M25 | 0 | Junction 21 Pump Station | 0 | 0 | 10.2.200.43 | 255.255.255.0 | 0 | 0
#REF! | M25 | 0 | M4 Spur PLC | 0 | 0 | 192.168.21.10 | 255.255.255.0 | 0 | 0
#REF! | M25 | 0 | M4 Spur VPN Client | 0 | 0 | 192.168.21.1 | 255.255.255.0 | 0 | 0
#REF! | M25 | 0 | M4 Spur Internet Router | 0 | 0 | 192.1.21.1 | 255.255.255.0 | 0 | 81.133.0.237
#REF! | M25 | MP 123/7B | Outfall 2 PSV | 0 | 0 | 10.2.200.106 | 255.255.255.0 | 0 | 0
#REF! | M25 | 0 | Outfall 131 PSV | 0 | 0 | 10.2.200.138 | 255.255.255.0 | 0 | 0
#REF! | M25 | 0 | Outfall 133 PSV | 0 | 0 | 10.2.200.154 | 255.255.255.0 | 0 | 0
#REF! | M25 | 0 | Outfall 135A PSV | 0 | 0 | 10.2.200.186 | 255.255.255.0 | 0 | 0
#REF! | M25 | MP 132/2A | Outfall 135B PSV | 0 | 0 | 10.2.200.170 | 255.255.255.0 | 0 | 0
#REF! | M25 | MP 112/7B | Outfall 49B PSV | 0 | 0 | 10.3.168.90 | 255.255.255.0 | 0 | 0
#REF! | M25 | MP 112/9A | Outfall 51 PSV | 0 | 0 | 10.3.168.106 | 255.255.255.0 | 0 | 0
#REF! | M25 | MP 113/2A | Outfall 52 PSV | 0 | 0 | 10.3.168.98 | 255.255.255.0 | 0 | 0
#REF! | M25 | MP 113/2B | Outfall 53 PSV | 0 | 0 | 10.3.168.114 | 255.255.255.0 | 0 | 0
#REF! | M25 | MP 113/5B | Outfall 55 PSV | 0 | 0 | 10.3.168.122 | 0 | 0 | 0
#REF! | M25 | MP 113/5B | Outfall 56 PSV | 0 | 0 | 10.3.168.130 | 0 | 0 | 0
#REF! | M25 | MP 113/7A | Outfall 62 PSV | 0 | 0 | 10.3.168.138 | 0 | 0 | 0
#REF! | M25 | MP 115/5B | Outfall 63 PSV | 0 | 0 | 10.3.168.146 | 0 | 0 | 0
#REF! | M25 | MP 116/4B | Outfall 64 PSV | 0 | 0 | 10.3.168.154 | 0 | 0 | 0
#REF! | M25 | MP 117/3B | Outfall 64B PSV | 0 | 0 | 10.3.168.162 | 0 | 0 | 0
#REF! | M25 | MP 116/8A | Outfall 69 PSV | 0 | 0 | 10.3.180.10 | 0 | 0 | 0
#REF! | M25 | MP 117/0A | Outfall 69A PSV | 0 | 0 | 10.3.180.26 | 0 | 0 | 0
#REF! | M25 | MP 117/6B | Outfall 69D PSV | 0 | 0 | 10.3.180.42 | 0 | 0 | 0
#REF! | M25 | MP 117/6A | Outfall 69E PSV | 0 | 0 | 10.3.180.58 | 0 | 0 | 0
#REF! | M25 | MP 122/6B | Outfall 82 PSV | 0 | 0 | 10.3.180.74 | 0 | 0 | 0
#REF! | M25 | MP 122/7B | Outfall 84 PSV | 0 | 0 | 10.3.180.90 | 0 | 0 | 0
#REF! | M25 | MP 122/9B | Outfall 90 PSV | 0 | 0 | 10.2.200.42 | 0 | 0 | 0
#REF! | M25 | MP 123/0B | Outfall 94 PSV | 0 | 0 | 10.2.200.58 | 0 | 0 | 0
#REF! | M25 | MP 123/2B | Outfall 97 PSV | 0 | 0 | 10.2.200.74 | 0 | 0 | 0
#REF! | M25 | MP 123/5L | Outfall 98 PSV | 0 | 0 | 10.2.200.90 | 0 | 0 | 0
#REF! | M25 | MP 107/6B | Outfall P4 PSV | 0 | 0 | 10.3.174.10 | 0 | 0 | 0
#REF! | M25 | 0 | Outfall P46 PSV | 0 | 0 | 10.3.174.42 | 0 | 0 | 0
#REF! | M25 | MP 111/8B | Outfall P47 | 0 | 0 | 10.3.174.90 | 0 | 0 | 0
#REF! | M25 | 0 | Outfall P47 | 0 | 0 | 10.3.174.91 | 0 | 0 | 0
#REF! | M25 | 0 | Outfall P47A PSV | 0 | 0 | 10.3.174.58 | 0 | 0 | 0
#REF! | M25 | 0 | Outfall P47B PSV | 0 | 0 | 10.3.174.74 | 0 | 0 | 0
#REF! | M25 | 0 | Outfall P47D PSV | 0 | 0 | 10.3.174.106 | 0 | 0 | 0
#REF! | M25 | 0 | Outfall P48 PSV | 0 | 0 | 10.3.174.107 | 0 | 0 | 0
#REF! | M25 | 0 | Outfall P5 PSV | 0 | 0 | 10.3.174.26 | 0 | 0 | 0
#REF! | 0 | 0 | Remote Tunnels SCADA Monitoring PC1 | 0 | 0 | 192.1.11.51 | 0 | 0 | 0
#REF! | 0 | 0 | Remote Tunnels SCADA Monitoring PC2 | 0 | 0 | 192.1.11.52 | 0 | 0 | 0
#REF! | 0 | 0 | Remote Tunnels SCADA Monitoring PC3 | 0 | 0 | 192.1.11.53 | 0 | 0 | 0
#REF! | 0 | NOC | South Mimms NOC CARP (LAN interf.) | 0 | 0 | 192.2.10.1 | 0 | 0 | 0
#REF! | 0 | NOC | South Mimms NOC CARP (WAN interf.) | 0 | 0 | 10.10.10.10 | 0 | 0 | 0
#REF! | 0 | NOC | Dartford Crossing TOC CPM25 Intef. routers IP address (SCADA WAN-facing) | 0 | 0 | 192.2.10.7 | 0 | 0 | 0
#REF! | 0 | NOC | South Mimms NOC OiW NRST Gateway | 2035301173 | FL MGUARD RS4000TX/TX VPN | 10.10.10.2 | 0 | 0 | 0
#REF! | 0 | NOC | South Mimms NOC Switch A | […]07834 | PT-7728-F-HV-HV | 10.10.10.21 | 0 | 0 | 0
#REF! | 0 | NOC | South Mimms NOC Switch B | […]07857 | PT-7728-F-HV-HV | 10.10.10.22 | 0 | 0 | 0
#REF! | 0 | 0 | SSL Remote Access Hosting PC | 0 | 0 | 10.12.12.100 | 0 | 0 | 0
#REF! | 0 | Dartford Stores | Maintenance Spare | […]07434 | PT-7728-F-HV-HV | N/A | 0 | 0 | 0
#REF! | 0 | Dartford Stores | Maintenance Spare | TACBD1023119 | IKS-6728-4GTXSFP-HV-T | N/A | 0 | 0 | 0
#REF! | 0 | Dartford Stores | Maintenance Spare | […]03159 | IKS-6728-4GTXSFP-HV-T | N/A | 0 | 0 | 0
#REF! | 0 | Dartford Stores | Maintenance Spare | […]03633 | PT-7728-F-HV-HV | N/A | 0 | 0 | 0
#REF! | #REF! | #REF! | #REF! | #REF! | #REF! | #REF! | #REF! | #REF! | #REF!
#REF! | #REF! | #REF! | #REF! | #REF! | #REF! | #REF! | #REF! | #REF! | #REF!
#REF! | #REF! | #REF! | #REF! | #REF! | #REF! | #REF! | #REF! | #REF! | #REF!
#REF! | #REF! | #REF! | #REF! | #REF! | #REF! | #REF! | #REF! | #REF! | #REF!
#REF! | #REF! | #REF! | #REF! | #REF! | #REF! | #REF! | #REF! | #REF! | #REF!
#REF! | #REF! | #REF! | #REF! | #REF! | #REF! | #REF! | #REF! | #REF! | #REF!
#REF! | #REF! | #REF! | #REF! | #REF! | #REF! | #REF! | #REF! | #REF! | #REF!
#REF! | #REF! | #REF! | #REF! | #REF! | #REF! | #REF! | #REF! | #REF! | #REF!
#REF! | #REF! | #REF! | #REF! | #REF! | #REF! | #REF! | #REF! | #REF! | #REF!
#REF! | #REF! | #REF! | #REF! | #REF! | #REF! | #REF! | #REF! | #REF! | #REF!
#REF! | #REF! | #REF! | #REF! | #REF! | #REF! | #REF! | #REF! | #REF! | #REF!
#REF! | #REF! | #REF! | #REF! | #REF! | #REF! | #REF! | #REF! | #REF! | #REF!
#REF! | #REF! | #REF! | #REF! | #REF! | #REF! | #REF! | #REF! | #REF! | #REF!
#REF! | 0 | 0 | #REF! | 2032994431 | mGuard smart2 VPN | 192.1.32.1 | 255.255.255.252 | 0 | 0
#REF! | 0 | 0 | #REF! | Unknown | mGuard smart VPN | 192.1.25.1 | 255.255.255.252 | 0 | 0
#REF! | 0 | 0 | #REF! | 2X2000010 | mGuard smart VPN | 192.1.16.1 | 255.255.255.252 | 0 | 0
#REF! | 0 | 0 | #REF! | 2031850734 | mGuard smart2 VPN | 192.1.16.2 | 255.255.255.252 | 0 | 0
#REF! | 0 | 0 | #REF! | 2031850636 | mGuard smart2 VPN | 192.1.16.3 | 255.255.255.252 | 0 | 0
#REF! | 0 | 0 | #REF! | 2031850716 | mGuard smart2 VPN | 192.1.16.4 | 255.255.255.252 | 0 | 0
#REF! | 0 | 0 | #REF! | 2031850736 | mGuard smart2 VPN | 192.1.33.1 | 255.255.255.252 | 0 | 0
#REF! | 0 | 0 | PDS VPN Client | Unknown | mGuard smart VPN | 192.1.30.1 | 255.255.255.252 | 0 | 0
#REF! | #REF! | #REF! | #REF! | #REF! | #REF! | #REF! | #REF! | #REF! | #REF!
#REF! | 0 | 0 | 0 | 0 | 0 | 0 | 0 | 0 | 0
#REF! | Ground | HHT Rack 8K | #REF! | 2032793646 | mGuard RS4000 TX/TX | 192.168.203.1 | 255.255.255.252 | 0 | 10.18.209.249
#REF! | Ground | HHT Rack 8K | RAS MOXA SWITCH (HH-RA-D-1002) | 0 | Moxa EDS-408A | 192.168.203.4 | 255.255.255.252 | 0 | 0
#REF! | Ground | HHT Rack 8K | RAS MOXA SWITCH (HH-RA-D-1003) | 2032497689 | mGuard RS4000 TX/TX | 192.168.211.1 | 255.255.255.252 | 0 | 0
#REF! | Ground | HHT Rack 8K | PDS LAN Firewall (HH-RA-D-1004) | 2032497691 | mGuard RS4000 TX/TX | 192.168.212.1 | 255.255.255.252 | 0 | 0
#REF! | Ground | HHT Rack 8K | RAS Server / ESXi Host (HH-RA-D-1005) | 0 | ASUS RS300-E9-PS4 | 192.168.203.2 | 255.255.255.252 | 0 | 0
#REF! | Ground | HHT Rack 8K | RAS Monitoring PC (HH-RA-D-1006) | 0 | 0 | 192.168.203.5 | 255.255.255.252 | 0 | 0
#REF! | Ground | Project Room | #REF! | 0143445 | ASUS RS300-E9-PS4 | 0 | 0 | 0 | 0
#REF!
#REF!

## RBH
hostname | vendor | IP Address | ID | Firmware Version: | Hardware type | Hardware Version | Latest | Action | Date Planned | Syslog Server | SNMP trap Server | Accessible from | Location | Warranty Status | S/N
RB TCE-10-03-Roof | Moxa | 10.201.8.1 |  |  | EDS 510A |  |  |  |  | 10.201.8.254 | 10.201.8.254 | 10.201.8.254 (at RBH, any PC in the BMS network, use Cisco Webex and make RBH staff the presenter) | TCE Panel 10-03 roof | out of warranty
RB TCE-10-02-Roof | Moxa | 10.201.8.2 |  |  | EDS 510A |  |  |  |  | 10.201.8.254 | 10.201.8.254 | 10.201.8.254 (at RBH, any PC in the BMS network, use Cisco Webex and make RBH staff the presenter) | TCE Panel 10-02 roof | out of warranty
RB TCE-10-01-Roof | Moxa | 10.201.8.3 |  |  | EDS 510A |  |  |  |  | 10.201.8.254 | 10.201.8.254 | 10.201.8.254 (at RBH, any PC in the BMS network, use Cisco Webex and make RBH staff the presenter) | TCE Panel 10-02 roof | out of warranty
RB TCE-9-01 SW1 | Moxa | 10.201.8.4 |  |  | IKS 6526 |  |  |  |  | 10.201.8.254 | 10.201.8.254 | 10.201.8.254 (at RBH, any PC in the BMS network, use Cisco Webex and make RBH staff the presenter) | TCE Panel 9/01 9th floor, panel located outside of the local lift area | out of warranty
RB TCE-9-01 SW2 | Moxa | 10.201.8.5 |  |  | IKS 6526 |  |  |  |  | 10.201.8.254 | 10.201.8.254 | 10.201.8.254 (at RBH, any PC in the BMS network, use Cisco Webex and make RBH staff the presenter) | TCE Panel 9/01 9th floor, panel located outside of the local lift area | out of warranty
RB TCE-8-01 SW1 | Moxa | 10.201.8.6 |  |  | IKS 6526 |  |  |  |  | 10.201.8.254 | 10.201.8.254 | 10.201.8.254 (at RBH, any PC in the BMS network, use Cisco Webex and make RBH staff the presenter) | TCE Panel 8/01 8th floor, panel located outside of the local lift area | out of warranty
RB TCE-8-01 SW2 | Moxa | 10.201.8.7 |  |  | IKS 6526 |  |  |  |  | 10.201.8.254 | 10.201.8.254 | 10.201.8.254 (at RBH, any PC in the BMS network, use Cisco Webex and make RBH staff the presenter) | TCE Panel 8/01 8th floor, panel located outside of the local lift area | out of warranty
RB TCE-7-01-7th floor | Moxa | 10.201.8.8 |  |  | PT 7828 |  |  |  |  | 10.201.8.254 | 10.201.8.254 | 10.201.8.254 (at RBH, any PC in the BMS network, use Cisco Webex and make RBH staff the presenter) | TCE Panel 7/01 7th floor, panel located outside of the local lift area | out of warranty
RB TCE-6-01-6th floor | Moxa | 10.201.8.9 |  |  | IKS 6526 |  |  |  |  | 10.201.8.254 | 10.201.8.254 | 10.201.8.254 (at RBH, any PC in the BMS network, use Cisco Webex and make RBH staff the presenter) | TCE Panel 6/01 6th floor, panel located outside of the local lift area | out of warranty
RB TCE-5-01-5th floor | Moxa | 10.201.8.10 |  |  | IKS 6526 |  |  |  |  | 10.201.8.254 | 10.201.8.254 | 10.201.8.254 (at RBH, any PC in the BMS network, use Cisco Webex and make RBH staff the presenter) | TCE Panel 5/01 5th floor, panel located outside of the local lift area | out of warranty
RB TCE-4-01-4th floor | Moxa | 10.201.8.11 |  |  | IKS 6526 |  |  |  |  | 10.201.8.254 | 10.201.8.254 | 10.201.8.254 (at RBH, any PC in the BMS network, use Cisco Webex and make RBH staff the presenter) | TCE Panel 3/01 4th floor, panel located outside of the local lift area | out of warranty
RB TCE-3-01-3rd floor | Moxa | 10.201.8.12 |  |  | IKS 6526 |  |  |  |  | 10.201.8.254 | 10.201.8.254 | 10.201.8.254 (at RBH, any PC in the BMS network, use Cisco Webex and make RBH staff the presenter) | TCE Panel 3/01 3rd floor, panel located outside of the local lift area | out of warranty
RB TCE-2-01-2nd floor | Moxa | 10.201.8.13 |  |  | IKS 6526 |  |  |  |  | 10.201.8.254 | 10.201.8.254 | 10.201.8.254 (at RBH, any PC in the BMS network, use Cisco Webex and make RBH staff the presenter) | TCE Panel 2/01 2nd floor, panel located outside of the local lift area | out of warranty
RB TCE-1-01-1st floor | Moxa | 10.201.8.14 |  |  | IKS 6526 |  |  |  |  | 10.201.8.254 | 10.201.8.254 | 10.201.8.254 (at RBH, any PC in the BMS network, use Cisco Webex and make RBH staff the presenter) | TCE Panel 1/01 1st floor, panel located outside of the local lift area | out of warranty
RB TCE-B-01-Basement | Moxa | 10.201.8.15 |  |  | EDS 510A |  |  |  |  | 10.201.8.254 | 10.201.8.254 | 10.201.8.254 (at RBH, any PC in the BMS network, use Cisco Webex and make RBH staff the presenter) |  | out of warranty
RB TCE-B-02-Basement | Moxa | 10.201.8.17 |  |  | EDS 510A |  |  |  |  | 10.201.8.254 | 10.201.8.254 | 10.201.8.254 (at RBH, any PC in the BMS network, use Cisco Webex and make RBH staff the presenter) |  | out of warranty
RB-00-SER1 | Moxa | 10.201.8.18 |  |  | IKS 6526 |  |  |  |  | 10.201.8.254 | 10.201.8.254 | 10.201.8.254 (at RBH, any PC in the BMS network, use Cisco Webex and make RBH staff the presenter) | SER1, second cabinet from the door | out of warranty
RB TCE-1-02-1st floor | Moxa | 10.201.8.19 |  |  | IKS 6526 |  |  |  |  | 10.201.8.254 | 10.201.8.254 | 10.201.8.254 (at RBH, any PC in the BMS network, use Cisco Webex and make RBH staff the presenter) | TCE Panel 1/02 1st floor, panel located outside of the local lift area | out of warranty
RB TCE-2-02-2nd floor | Moxa | 10.201.8.20 |  |  | IKS 6526 |  |  |  |  | 10.201.8.254 | 10.201.8.254 | 10.201.8.254 (at RBH, any PC in the BMS network, use Cisco Webex and make RBH staff the presenter) | TCE Panel 2/02 2nd floor, panel located outside of the local lift area | out of warranty
RB TCE-3-02-3rd floor | Moxa | 10.201.8.21 |  |  | IKS 6526 |  |  |  |  | 10.201.8.254 | 10.201.8.254 | 10.201.8.254 (at RBH, any PC in the BMS network, use Cisco Webex and make RBH staff the presenter) | TCE Panel 3/02 3rd floor, panel located outside of the local lift area | out of warranty
RB TCE-4-02-4th floor | Moxa | 10.201.8.22 |  |  | IKS 6526 |  |  |  |  | 10.201.8.254 | 10.201.8.254 | 10.201.8.254 (at RBH, any PC in the BMS network, use Cisco Webex and make RBH staff the presenter) | TCE Panel 4/02 4th floor, panel located outside of the local lift area | out of warranty
RB TCE-5-02-5th floor | Moxa | 10.201.8.23 |  |  | IKS 6526 |  |  |  |  | 10.201.8.254 | 10.201.8.254 | 10.201.8.254 (at RBH, any PC in the BMS network, use Cisco Webex and make RBH staff the presenter) | TCE Panel 5/02 5th floor, panel located outside of the local lift area | out of warranty
RB TCE-6-02-6th floor | Moxa | 10.201.8.24 |  |  | IKS 6526 |  |  |  |  | 10.201.8.254 | 10.201.8.254 | 10.201.8.254 (at RBH, any PC in the BMS network, use Cisco Webex and make RBH staff the presenter) | TCE Panel 6/02 6th floor, panel located outside of the local lift area | out of warranty
RB TCE-7-02-7th Floor | Moxa | 10.201.8.25 |  |  | PT 7828 |  |  |  |  | 10.201.8.254 | 10.201.8.254 | 10.201.8.254 (at RBH, any PC in the BMS network, use Cisco Webex and make RBH staff the presenter) | TCE Panel 7/02 7th floor, panel located outside of the local lift area | out of warranty
RB TCE-8-02-8th Floor | Moxa | 10.201.8.26 |  |  | IKS 6526 |  |  |  |  | 10.201.8.254 | 10.201.8.254 | 10.201.8.254 (at RBH, any PC in the BMS network, use Cisco Webex and make RBH staff the presenter) | TCE Panel 8/02 8th floor, panel located outside of the local lift area | out of warranty
RB TCE-9-02 SW2 | Moxa | 10.201.8.27 |  |  | IKS 6526 |  |  |  |  | 10.201.8.254 | 10.201.8.254 | 10.201.8.254 (at RBH, any PC in the BMS network, use Cisco Webex and make RBH staff the presenter) | TCE Panel 9/02 9th floor, panel located outside of the local lift area | out of warranty
RB TCE-9-02 SW1 | Moxa | 10.201.8.28 |  |  | IKS 6526 |  |  |  |  | 10.201.8.254 | 10.201.8.254 | 10.201.8.254 (at RBH, any PC in the BMS network, use Cisco Webex and make RBH staff the presenter) | TCE Panel 9/02 9th floor, panel located outside of the local lift area | out of warranty
RB-00-SER1-SW2 | Moxa | 10.201.8.29 |  |  | IKS 6524A |  |  |  |  | 10.201.8.254 | 10.201.8.254 | 10.201.8.254 (at RBH, any PC in the BMS network, use Cisco Webex and make RBH staff the presenter) | SER1 CABINET CLOSEST TO THE DOOR | In warranty
RB-00-SER1-SW3 | Moxa | 10.201.8.30 |  |  | IKS 6524A |  |  |  |  | 10.201.8.254 | 10.201.8.254 | 10.201.8.254 (at RBH, any PC in the BMS network, use Cisco Webex and make RBH staff the presenter) | SER1, second cabinet from the door | In warranty
RB CE1-Roof | Moxa | 10.201.8.31 |  |  | EDS 508A |  |  |  |  | 10.201.8.254 | 10.201.8.254 | 10.201.8.254 (at RBH, any PC in the BMS network, use Cisco Webex and make RBH staff the presenter) | CE1 panel in the roof | out of warranty
RB CE2-Roof | Moxa | 10.201.8.32 |  |  | EDS 508A |  |  |  |  | 10.201.8.254 | 10.201.8.254 | 10.201.8.254 (at RBH, any PC in the BMS network, use Cisco Webex and make RBH staff the presenter) | CE2 panel in the roof | out of warranty
RB CE9-8th Floor | Moxa | 10.201.8.33 |  |  | EDS 508A |  |  |  |  | 10.201.8.254 | 10.201.8.254 | 10.201.8.254 (at RBH, any PC in the BMS network, use Cisco Webex and make RBH staff the presenter) | Panel CE9 on the 8th floor | out of warranty
RB CE8-5th Floor | Moxa | 10.201.8.34 |  |  | EDS 508A |  |  |  |  | 10.201.8.254 | 10.201.8.254 | 10.201.8.254 (at RBH, any PC in the BMS network, use Cisco Webex and make RBH staff the presenter) | panel CE8 on 5th floor | out of warranty
RB CE7-2nd Floor | Moxa | 10.201.8.35 |  |  | EDS 508A |  |  |  |  | 10.201.8.254 | 10.201.8.254 | 10.201.8.254 (at RBH, any PC in the BMS network, use Cisco Webex and make RBH staff the presenter) | panel CE7 on 2nd floor | out of warranty
RB CE3-basement | Moxa | 10.201.8.36 |  |  | EDS 508A |  |  |  |  | 10.201.8.254 | 10.201.8.254 | 10.201.8.254 (at RBH, any PC in the BMS network, use Cisco Webex and make RBH staff the presenter) | panel CE3 in basement | out of warranty
RB CE4-Basement | Moxa | 10.201.8.37 |  |  | EDS 508A |  |  |  |  | 10.201.8.254 | 10.201.8.254 | 10.201.8.254 (at RBH, any PC in the BMS network, use Cisco Webex and make RBH staff the presenter) | panel CE3 in basement | out of warranty
RB CE5-Basement | Moxa | 10.201.8.38 |  |  | EDS 508A |  |  |  |  | 10.201.8.254 | 10.201.8.254 | 10.201.8.254 (at RBH, any PC in the BMS network, use Cisco Webex and make RBH staff the presenter) | panel CE5 in basement | out of warranty
RB CE6-Basement | Moxa | 10.201.8.39 |  |  | EDS 508A |  |  |  |  | 10.201.8.254 | 10.201.8.254 | 10.201.8.254 (at RBH, any PC in the BMS network, use Cisco Webex and make RBH staff the presenter) | panel CE6 in basement | out of warranty
RB CE11-Basement | Moxa | 10.201.8.40 |  |  | EDS 508A |  |  |  |  | 10.201.8.254 | 10.201.8.254 | 10.201.8.254 (at RBH, any PC in the BMS network, use Cisco Webex and make RBH staff the presenter) | panel CE11 in basement | out of warranty
RB CE10-Basement | Moxa | 10.201.8.41 |  |  | EDS 508A |  |  |  |  | 10.201.8.254 | 10.201.8.254 | 10.201.8.254 (at RBH, any PC in the BMS network, use Cisco Webex and make RBH staff the presenter) | panel CE10 in basement | out of warranty
RB CE12-Ground | Moxa | 10.201.8.42 |  |  | EDS 508A |  |  |  |  | 10.201.8.254 | 10.201.8.254 | 10.201.8.254 (at RBH, any PC in the BMS network, use Cisco Webex and make RBH staff the presenter) | CE12 panel Ground Floor Actually located in the Ceiling of the ground floor, can be accessed by going into the room behind the front reception, in the room furtheest to the right, in the ceiling, restricted access and no standing room, requires a ladder to access | out of warranty
RB TCE-7-03-7th Floor | Moxa | 10.201.8.151 |  |  | EDS 508A |  |  |  |  | 10.201.8.254 | 10.201.8.254 | 10.201.8.254 (at RBH, any PC in the BMS network, use Cisco Webex and make RBH staff the presenter) | TCE Panel 7/03 on 7th floor | out of warranty
RB TCE-7-04-7th Floor | Moxa | 10.201.8.52 |  |  | EDS 508A |  |  |  |  | 10.201.8.254 | 10.201.8.254 | 10.201.8.254 (at RBH, any PC in the BMS network, use Cisco Webex and make RBH staff the presenter) | TCE Panel 7/04 on 7th floor | out of warranty
RB TCE 7-05 | Moxa | 10.201.8.53 |  |  | EDS 508A |  |  |  |  | 10.201.8.254 | 10.201.8.254 | 10.201.8.254 (at RBH, any PC in the BMS network, use Cisco Webex and make RBH staff the presenter) | TCE Panel 7/05 on 7th floor | out of warranty
RB TCE-G-01-Ground | Moxa | 10.201.8.61 |  |  | EDS518A |  |  |  |  | 10.201.8.254 | 10.201.8.254 | 10.201.8.254 (at RBH, any PC in the BMS network, use Cisco Webex and make RBH staff the presenter) | TCE Panel G-01 on ground floor | out of warranty
RB TCE-G-03-SWITCH-1-Ground | Moxa | 10.201.8.62 |  |  | EDS518A |  |  |  |  | 10.201.8.254 | 10.201.8.254 | 10.201.8.254 (at RBH, any PC in the BMS network, use Cisco Webex and make RBH staff the presenter) | TCE Panel G-03 on ground floor | out of warranty
RB TCE-G-03-SWITCH-2-Ground | Moxa | 10.201.8.63 |  |  | EDS516A |  |  |  |  | 10.201.8.254 | 10.201.8.254 | 10.201.8.254 (at RBH, any PC in the BMS network, use Cisco Webex and make RBH staff the presenter) | TCE Panel G-03 on ground floor | out of warranty
RB CER-7th Floor | Moxa | 10.201.8.70 |  |  | IKS 6526 |  |  |  |  | 10.201.8.254 | 10.201.8.254 | 10.201.8.254 (at RBH, any PC in the BMS network, use Cisco Webex and make RBH staff the presenter) | CER, located in the rack closest to the left hand side of the room, furthest along in CER1 | out of warranty
RB-CLAN-Gen-Room | Moxa | 10.201.8.152 |  |  | EDS-508-MM-SC |  |  |  |  | 10.201.8.254 | 10.201.8.254 | 10.201.8.254 (at RBH, any PC in the BMS network, use Cisco Webex and make RBH staff the presenter) | Clan Generator room | out of warranty
hostname | vendor | IP Address | ID | Firmware Version: | Hardware type | Hardware Version | Latest | Action | Date Planned | Syslog Server | SNMP trap Server | Accessible from | Location | Warranty Status | S/N
Backup Router | Lancom | 10.201.11.253 |  | 8.50.0091 | Lancom 7100 VPN | Version B |  |  |  | 10.201.8.254 | 10.201.8.254 | 10.201.8.254 | SER1 | out of warranty | 204541800027
Master Router | Lancom | 10.201.11.254 |  | 8.50.0091 | Lancom 7100 VPN | Version B |  |  |  | 10.201.8.254 | 10.201.8.254 | 10.201.8.254 | SER1 | out of warranty | 204541800026
MODBUS GATEWAY (CONV.) ID NO | DEVICE TYPE | IP ADDRESS/SUBNET MASK | GATEWAY | INSTALLATION PANEL ID | LOCATION (FLOOR) | MOXA SWITCH ID | MOXA SWITCH PORT | MOXA SWITCH PORT VLAN ID | S/N | POWER | Remarks | Warranty Status
MODBUS CONV 01 | Moxa MGate MB3170 | 10.201.13.180/24* | 10.201.13.254 | TCE/B/01 | BASEMENT | TCE/B/01 | G1 | 897 (Metering) | taehc1054433 | +24 DC, via dedicated PSU |  | in warranty
MODBUS CONV 02 | Moxa MGate MB3170 | 10.201.13.181/24 | 10.201.13.254 | TCE/G/03 | GROUND | TCE-G-03-SWITCH-1 | 1 | 897 (Metering) | taehc1054406 | +24 DC, via dedicated PSU |  | in warranty
MODBUS CONV 03 | Moxa MGate MB3170 | 10.201.13.182/24 | 10.201.13.254 | TCE/1/01 | 1ST | TCE/1/01 | 1 | 897 (Metering) | taehc1054436 | +24 DC, via dedicated PSU |  | in warranty
MODBUS CONV 04 | Moxa MGate MB3170 | 10.201.13.183/24 | 10.201.13.254 | TCE/2/01 | 2ND | TCE/2/01 | 1 | 897 (Metering) | taehc1054437 | +24 DC, via dedicated PSU |  | in warranty
MODBUS CONV 05 | Moxa MGate MB3170 | 10.201.13.184/24 | 10.201.13.254 | TCE/3/01 | 3RD | TCE/3/01 | 1 | 897 (Metering) | taehc1054448 | +24 DC, via dedicated PSU |  | in warranty
MODBUS CONV 06 | Moxa MGate MB3170 | 10.201.13.185/24 | 10.201.13.254 | TCE/4/01 | 4TH | TCE/4/01 | 1 | 897 (Metering) | taehc1054456 | +24 DC, via dedicated PSU |  | in warranty
MODBUS CONV 07 | Moxa MGate MB3170 | 10.201.13.186/24 | 10.201.13.254 | TCE/5/01 | 5TH | TCE/5/01 | 1 | 897 (Metering) | taehc1054560 | +24 DC, via dedicated PSU |  | in warranty
MODBUS CONV 08 | Moxa MGate MB3170 | 10.201.13.187/24 | 10.201.13.254 | TCE/6/01 | 6TH | TCE/6/01 | 1 | 897 (Metering) | taehc1054549 | +24 DC, via dedicated PSU |  | in warranty
MODBUS CONV 09 | Moxa MGate MB3170 | 10.201.13.188/24 | 10.201.13.254 | TCE/7/01 | 7TH | TCE/7/01 | 1-1 (module 1, port 5) | 897 (Metering) | taehc1054551 | +24 DC, via dedicated PSU |  | in warranty
MODBUS CONV 10 | Moxa MGate MB3170 | 10.201.13.189/24 | 10.201.13.254 | TCE/8/01 | 8TH | TCE/8/01 | 1 | 897 (Metering) | taehc1054552 | +24 DC, via dedicated PSU |  | in warranty
MODBUS CONV 11 | Moxa MGate MB3170 | 10.201.13.190/24 | 10.201.13.254 | TCE/9/01 | 9TH | TCE/9/01 | 1 | 897 (Metering) | taehc1054446 | +24 DC, via dedicated PSU |  | in warranty
MODBUS CONV 12 | Moxa MGate MB3170 | 10.201.13.191/24 | 10.201.13.254 | TCE/R/01 | ROOF | TCE/R/01 | 4 | 897 (Metering) | taehc1054557 | +24 DC, via dedicated PSU |  | in warranty

## SESW
Site | Site | Model | Version | Release date
Bough Beech | Site 1 | Sarian | 5176 | May 7 2013
Blindley Heath | Site 2 | Sarian
Burgh Heath | Site 3 | VA | 9.09.25
Carshalton Ponds | Site 4 | Sarian | 5176 | May 7 2013
Cheam | Site 5 | Sarian | 5176
Cheam Park | Site 6 | Sarian | 5176 | May 7 2013
Chiddingstone | Site 7 | Sarian
Cliftons Lane | Site 8 | Sarian | 5176 | May 7 2013
Dorking | Site 9 | Sarian | 5176 | May 7 2013
Elmer | Site 10 | Sarian | 5176 | May 7 2013
Goat Bridge | Site 11 | Sarian | 5176 | May 7 2013
Godstone | Site 12 | Sarian | 5176 | May 7 2013
Hackbridge | Site 13 | Sarian | 5176 | May 7 2013
Kenley | Site 14 | Sarian | 5176 | May 7 2013
Kent Hatch | Site 15 | Sarian | 5176 | May 7 2013
Kingswood | Site 16 | Sarian | 5176 | May 7 2013
Langley Park | Site 17 | Sarian | 5176 | May 7 2013
Leatherhead | Site 18 | Sarian | 5176 | May 7 2013
Margery | Site 19 | Sarian | 5176 | May 7 2013
Merton | Site 20 | Sarian | 5176 | May 7 2013
Nonsuch | Site 21 | Sarian | 5176 | May 7 2013
Nork | Site 22 | Sarian | 5176 | May 7 2013
NorthLooe | Site 23 | Sarian | 5176 | May 7 2013
Oaks | Site 24 | Sarian | 5176 | May 7 2013
Outwood PS | Site 25 | Sarian | 5176 | May 7 2013
Purley | Site 26 | Sarian | 5176 | May 7 2013
Redhill | Site 27 | Sarian | 5176 | May 7 2013
Secombe Centre | Site 28 | Sarian | 5176 | May 7 2013
South Green | Site 29 | Sarian | 5176 | May 7 2013
Springclose Lane | Site 30 | Sarian | 5176 | May 7 2013
Sutton | Site 31 | Sarian | 5176 | May 7 2013
Sutton Court Road | Site 32 | Sarian | 5176 | May 7 2013
Westwood | Site 33 | Sarian | 5165 | Nov 5 2012
Woodcote | Site 34 | Sarian | 5176 | May 7 2013
Woodmansterne | Site 35 | Sarian | 5176 | May 7 2013
Worcesterpark | Site 36 | Sarian | 5176 | May 7 2013
Site | Site | mGuard Model | mGuard Version
Bough Beech | Site 1 | Delta | 7.0.1
Blindley Heath | Site 2 | Delta | 7.0.1
Burgh Heath | Site 3 | Industrial RS | 5.1.3
Carshalton Ponds | Site 4 | Industrial RS | 5.1.3
Cheam | Site 5 | RS4000 | 7.5.0
Cheam Park | Site 6 | Industrial RS | 5.1.3
Chiddingstone | Site 7 | Unknown
Cliftons Lane | Site 8 | Delta | 7.0.1
Dorking | Site 9 | Delta | 7.4.1
Elmer | Site 10 | EAGLE | 5.1.3
Goat Bridge | Site 11 | EAGLE | 5.1.3
Godstone | Site 12 | RS4000 | 7.5.0
Hackbridge | Site 13 | Industrial RS | 5.1.3
Kenley | Site 14 | RS4000 | 8.1.4
Kent Hatch | Site 15 | RS4000 | 7.4.1
Kingswood | Site 16 | EAGLE | 5.1.5
Langley Park | Site 17 | Industrial RS | 5.1.3
Leatherhead | Site 18 | RS4000 | 7.6.2
Margery | Site 19 | Industrial RS | 5.1.3
Merton | Site 20 | Industrial RS | 5.1.3
Nonsuch | Site 21 | Industrial RS | 5.1.3
Nork | Site 22 | Industrial RS | 5.1.3
NorthLooe | Site 23 | Industrial RS | 5.1.3
Oaks | Site 24 | Industrial RS | 5.1.3
Outwood PS | Site 25 | RS4000 | 7.6.1
Purley | Site 26 | RS4000 | 7.6.1
Redhill | Site 27 | Delta | 8.3.1
Secombe Centre | Site 28 | Industrial RS | 5.1.3
South Green | Site 29 | RS4000 | 7.4.1
Springclose Lane | Site 30 | Industrial RS | 5.1.3
Sutton | Site 31 | Industrial RS | 5.1.3
Sutton Court Road | Site 32 | Industrial RS | 5.1.3
Westwood | Site 33 | Industrial RS | 7.5.0
Woodcote | Site 34 | Industrial RS | 5.1.3
Woodmansterne | Site 35 | RS4000 | 7.6.4
Worcesterpark | Site 36 | Industrial RS | 5.1.3

## CPS
Name | IP | Location | Make and Model | Vendor | S/N | Hardware Version | Firmware Version | Syslog Server | SNMP Trap server | Warranty Status | Accessible From | monitored by
Darford Crossing EEVB Wi-Fi Bridge | 20.220.220.35 |  | Scakence w786 1pro | Siemens |  |  | 4.5.8.27.02.2014 | 192.0.11.100 (Dartford NMS) | 192.0.11.100 (Dartford NMS) | out of warranty | Dartford NMS West Annexe/Local CPS remote access machine, right hand of support desk | MXView, Kiwi (forwarded to Logzilla) and Solarwinds
Darford Crossing ENWP Wi-Fi Bridge | 20.220.220.65 |  | Scakence w786 1pro | Siemens |  |  | 4.5.8.27.02.2014 | 192.0.11.100 (Dartford NMS) | 192.0.11.100 (Dartford NMS) | out of warranty | Dartford NMS West Annexe/Local CPS remote access machine, right hand of support desk | MXView, Kiwi (forwarded to Logzilla) and Solarwinds
Dartford Crossing ENWP | 192.0.11.129 |  |  | Moxa |  |  | v3.1 | 192.0.11.100 (Dartford NMS) | 192.0.11.100 (Dartford NMS) | out of warranty | Dartford NMS West Annexe/Local CPS remote access machine, right hand of support desk | MXView, Kiwi (forwarded to Logzilla) and Solarwinds
Bell Common EVB Switch A | 192.1.13.22 |  |  | Moxa |  |  | v3.1 | 192.0.11.100 (Dartford NMS) | 192.0.11.100 (Dartford NMS) | out of warranty | Dartford NMS West Annexe/Local CPS remote access machine, right hand of support desk | MXView, Kiwi (forwarded to Logzilla) and Solarwinds
Bell Common EVB Switch B | 192.1.13.24 |  |  | Moxa |  |  | v3.1 | 192.0.11.100 (Dartford NMS) | 192.0.11.100 (Dartford NMS) | out of warranty | Dartford NMS West Annexe/Local CPS remote access machine, right hand of support desk | MXView, Kiwi (forwarded to Logzilla) and Solarwinds
Bell Common WVB Switch A | 192.1.13.21 |  |  | Moxa |  |  | v3.1 | 192.0.11.100 (Dartford NMS) | 192.0.11.100 (Dartford NMS) | out of warranty | Dartford NMS West Annexe/Local CPS remote access machine, right hand of support desk | MXView, Kiwi (forwarded to Logzilla) and Solarwinds
Bell Common WVB Switch B | 192.1.13.23 |  |  | Moxa |  |  | v3.1 | 192.0.11.100 (Dartford NMS) | 192.0.11.100 (Dartford NMS) | out of warranty | Dartford NMS West Annexe/Local CPS remote access machine, right hand of support desk | MXView, Kiwi (forwarded to Logzilla) and Solarwinds
Dartford Crossing Admin Switch A | 192.0.11.21 |  |  | Moxa |  |  | v3.1 | 192.0.11.100 (Dartford NMS) | 192.0.11.100 (Dartford NMS) | out of warranty | Dartford NMS West Annexe/Local CPS remote access machine, right hand of support desk | MXView, Kiwi (forwarded to Logzilla) and Solarwinds
Dartford Crossing Admin Switch B | 192.0.11.22 |  |  | Moxa |  |  | v3.1 | 192.0.11.100 (Dartford NMS) | 192.0.11.100 (Dartford NMS) | out of warranty | Dartford NMS West Annexe/Local CPS remote access machine, right hand of support desk | MXView, Kiwi (forwarded to Logzilla) and Solarwinds
Dartford Crossing ECC | 192.0.11.124 |  |  | Moxa |  |  | v3.1 | 192.0.11.100 (Dartford NMS) | 192.0.11.100 (Dartford NMS) | out of warranty | Dartford NMS West Annexe/Local CPS remote access machine, right hand of support desk | MXView, Kiwi (forwarded to Logzilla) and Solarwinds
Dartford Crossing EEVB | 192.0.11.126 |  |  | Moxa |  |  | v3.1 | 192.0.11.100 (Dartford NMS) | 192.0.11.100 (Dartford NMS) | out of warranty | Dartford NMS West Annexe/Local CPS remote access machine, right hand of support desk | MXView, Kiwi (forwarded to Logzilla) and Solarwinds
Dartford Crossing ETPB | 192.0.11.128 |  |  | Moxa |  |  | v3.1 | 192.0.11.100 (Dartford NMS) | 192.0.11.100 (Dartford NMS) | out of warranty | Dartford NMS West Annexe/Local CPS remote access machine, right hand of support desk | MXView, Kiwi (forwarded to Logzilla) and Solarwinds
Dartford Crossing KEVB SWA | 192.0.11.122 |  |  | Moxa |  |  | v3.1 | 192.0.11.100 (Dartford NMS) | 192.0.11.100 (Dartford NMS) | out of warranty | Dartford NMS West Annexe/Local CPS remote access machine, right hand of support desk | MXView, Kiwi (forwarded to Logzilla) and Solarwinds
Dartford Crossing KEVB SWB | 192.0.11.123 |  |  | Moxa |  |  | v3.1 | 192.0.11.100 (Dartford NMS) | 192.0.11.100 (Dartford NMS) | out of warranty | Dartford NMS West Annexe/Local CPS remote access machine, right hand of support desk | MXView, Kiwi (forwarded to Logzilla) and Solarwinds
Dartford Crossing KMA | 192.0.11.127 |  |  | Moxa |  |  | v3.1 | 192.0.11.100 (Dartford NMS) | 192.0.11.100 (Dartford NMS) | out of warranty | Dartford NMS West Annexe/Local CPS remote access machine, right hand of support desk | MXView, Kiwi (forwarded to Logzilla) and Solarwinds
Dartford Crossing KWVB SWB | 192.0.11.121 |  |  | Moxa |  |  | v3.1 | 192.0.11.100 (Dartford NMS) | 192.0.11.100 (Dartford NMS) | out of warranty | Dartford NMS West Annexe/Local CPS remote access machine, right hand of support desk | MXView, Kiwi (forwarded to Logzilla) and Solarwinds
Dartfrod Crossing EWVB | 192.0.11.125 |  |  | Moxa |  |  | v3.1 | 192.0.11.100 (Dartford NMS) | 192.0.11.100 (Dartford NMS) | out of warranty | Dartford NMS West Annexe/Local CPS remote access machine, right hand of support desk | MXView, Kiwi (forwarded to Logzilla) and Solarwinds
Dartfrod Crossing KSEP | 192.0.11.130 |  |  | Moxa |  |  | v3.1 | 192.0.11.100 (Dartford NMS) | 192.0.11.100 (Dartford NMS) | out of warranty | Dartford NMS West Annexe/Local CPS remote access machine, right hand of support desk | MXView, Kiwi (forwarded to Logzilla) and Solarwinds
Dartfrod Crossing KWVB SWA | 192.0.11.120 |  |  | Moxa |  |  | v3.1 | 192.0.11.100 (Dartford NMS) | 192.0.11.100 (Dartford NMS) | out of warranty | Dartford NMS West Annexe/Local CPS remote access machine, right hand of support desk | MXView, Kiwi (forwarded to Logzilla) and Solarwinds
Bell Common SCPA2 | 192.1.13.25 |  |  | Moxa |  |  | v3.1 | 192.0.11.100 (Dartford NMS) | 192.0.11.100 (Dartford NMS) | out of warranty | Dartford NMS West Annexe/Local CPS remote access machine, right hand of support desk | MXView, Kiwi (forwarded to Logzilla) and Solarwinds
Bell Common SCPB1 | 192.1.13.26 |  |  | Moxa |  |  | v3.1 | 192.0.11.100 (Dartford NMS) | 192.0.11.100 (Dartford NMS) | out of warranty | Dartford NMS West Annexe/Local CPS remote access machine, right hand of support desk | MXView, Kiwi (forwarded to Logzilla) and Solarwinds
South Mimms NOC Switch A | 10.10.10.21 |  |  | Moxa |  |  | v3.1 | 192.0.11.100 (Dartford NMS) | 192.0.11.100 (Dartford NMS) | out of warranty | Dartford NMS West Annexe/Local CPS remote access machine, right hand of support desk | MXView, Kiwi (forwarded to Logzilla) and Solarwinds
South Mimms NOC Switch B | 10.10.10.22 |  |  | Moxa |  |  | v3.1 | 192.0.11.100 (Dartford NMS) | 192.0.11.100 (Dartford NMS) | out of warranty | Dartford NMS West Annexe/Local CPS remote access machine, right hand of support desk | MXView, Kiwi (forwarded to Logzilla) and Solarwinds
Hatfield Switch A | 192.1.14.21 |  |  | Moxa |  |  | v3.1 | 192.0.11.100 (Dartford NMS) | 192.0.11.100 (Dartford NMS) | out of warranty | Dartford NMS West Annexe/Local CPS remote access machine, right hand of support desk | MXView, Kiwi (forwarded to Logzilla) and Solarwinds
Hatfield Switch B | 192.1.14.22 |  |  | Moxa |  |  | v3.1 | 192.0.11.100 (Dartford NMS) | 192.0.11.100 (Dartford NMS) | out of warranty | Dartford NMS West Annexe/Local CPS remote access machine, right hand of support desk | MXView, Kiwi (forwarded to Logzilla) and Solarwinds
Holmesdale Switch A | 192.1.12.21 |  |  | Moxa |  |  | v3.1 | 192.0.11.100 (Dartford NMS) | 192.0.11.100 (Dartford NMS) | out of warranty | Dartford NMS West Annexe/Local CPS remote access machine, right hand of support desk | MXView, Kiwi (forwarded to Logzilla) and Solarwinds
Holmesdale Switch B | 192.1.12.22 |  |  | Moxa |  |  | v3.1 | 192.0.11.100 (Dartford NMS) | 192.0.11.100 (Dartford NMS) | out of warranty | Dartford NMS West Annexe/Local CPS remote access machine, right hand of support desk | MXView, Kiwi (forwarded to Logzilla) and Solarwinds
Name | IP Address | Location | Make and Model | S/N | Vendor | Hardware Version | Firmware Version | Syslog Server | SNMP Trap server | Warranty Status | Accessible From | monitored by
Hatfield Backup Router | 10.10.14.12 |  |  |  | Innonimate |  |  | Dartford NMS | Dartford NMS | out of warranty | Dartford NMS | MXView, Kiwi (forwarded to Logzilla) and Solarwinds
Hatfield Master Router | 10.10.14.11 |  |  |  | Innonimate |  |  | Dartford NMS | Dartford NMS | out of warranty | Dartford NMS | MXView, Kiwi (forwarded to Logzilla) and Solarwinds
Holmesdale Backup Router | 10.10.12.12 |  |  |  | Innonimate |  |  | Dartford NMS | Dartford NMS | out of warranty | Dartford NMS | MXView, Kiwi (forwarded to Logzilla) and Solarwinds
Holmesdale Master Router | 10.10.12.11 |  |  |  | Innonimate |  |  | Dartford NMS | Dartford NMS | out of warranty | Dartford NMS | MXView, Kiwi (forwarded to Logzilla) and Solarwinds
Dartford Crossing TOC Backup Router | 192.0.11.3 |  |  |  | Innonimate |  |  | Dartford NMS | Dartford NMS | out of warranty | Dartford NMS | MXView, Kiwi (forwarded to Logzilla) and Solarwinds
Dartford Crossing TOC CPM25 Intef. routers IP address (SCADA WAN-facing) | 192.2.11.7 |  |  |  | Innonimate |  |  | Dartford NMS | Dartford NMS | out of warranty | Dartford NMS | MXView, Kiwi (forwarded to Logzilla) and Solarwinds
Dartford Crossing TOC Transit Backup Router | 10.11.11.17 |  |  |  | Innonimate |  |  | Dartford NMS | Dartford NMS | out of warranty | Dartford NMS | MXView, Kiwi (forwarded to Logzilla) and Solarwinds
Dartford Crossing TOC Transit Master Router | 10.11.11.16 |  |  |  | Innonimate |  |  | Dartford NMS | Dartford NMS | out of warranty | Dartford NMS | MXView, Kiwi (forwarded to Logzilla) and Solarwinds
Dartford Crossing TOC Master Router | 192.0.11.2 |  |  |  | Innonimate |  |  | Dartford NMS | Dartford NMS | out of warranty | Dartford NMS | MXView, Kiwi (forwarded to Logzilla) and Solarwinds
Dartford Crossing DFF Interfacing Backup Router | 10.11.11.22 |  |  |  | Innonimate |  |  | Dartford NMS | Dartford NMS | out of warranty | Dartford NMS | MXView, Kiwi (forwarded to Logzilla) and Solarwinds
Dartford Crossing DFF Interfacing Master Router | 10.11.11.21 |  |  |  | Innonimate |  |  | Dartford NMS | Dartford NMS | out of warranty | Dartford NMS | MXView, Kiwi (forwarded to Logzilla) and Solarwinds
Bell Common Master Router | 10.10.13.11 |  |  |  | Innonimate |  |  | Dartford NMS | Dartford NMS | out of warranty | Dartford NMS | MXView, Kiwi (forwarded to Logzilla) and Solarwinds
Bell Common Backup Router | 10.10.13.12 |  |  |  | Innonimate |  |  | Dartford NMS | Dartford NMS | out of warranty | Dartford NMS | MXView, Kiwi (forwarded to Logzilla) and Solarwinds
South Mimms NOC Master Router | 10.10.10.11 |  |  |  | Innonimate |  |  | Dartford NMS | Dartford NMS | out of warranty | Dartford NMS | MXView, Kiwi (forwarded to Logzilla) and Solarwinds
South Mimms NOC OiW LAN Router | 10.10.10.15 |  |  |  | Innonimate |  |  | Dartford NMS | Dartford NMS | out of warranty | Dartford NMS | MXView, Kiwi (forwarded to Logzilla) and Solarwinds
South Mimms NOC Backup Router | 10.10.10.12 |  |  |  | Innonimate |  |  | Dartford NMS | Dartford NMS | out of warranty | Dartford NMS | MXView, Kiwi (forwarded to Logzilla) and Solarwinds
SSL Office VPN Client | 192.1.31.19 |  |  |  | Innonimate |  |  | Dartford NMS | Dartford NMS | out of warranty | Dartford NMS | MXView, Kiwi (forwarded to Logzilla) and Solarwinds
SSL Rem. Access Hosting PC | 10.12.12.100 |  |  |  | Innonimate |  |  | Dartford NMS | Dartford NMS | out of warranty | Dartford NMS | MXView, Kiwi (forwarded to Logzilla) and Solarwinds

## LO
Moxa NPorts Information
Location | Name | Serial Number | Make and model | IP Address | Subnet mask | Configured Default Gateway | MAC Address
[8 empty] | Syslog Server | SNMP trap Server | Accessible from | warranty status | Firmware Version | Hardware Version | Monitored by
Dalston SME- East Platform 3/4 | LO/ELLP-NPORT-001 Serial Dev. Srvr. | TADFC1054321 | Moxa NPort 5110 | 10.167.200.2 | 255.255.255.248 | 10.167.200.1 | 00:90:E8:43:59:95 | n/a | n/a | 192.168.16.102 | In Warranty |  |  | PRTG
Dalston SME- West Platform 1/2 | LO/ELLP-NPORT-002 Serial Dev. Srvr. | TADFC1054351 | Moxa NPort 5110 | 10.167.200.10 | 255.255.255.248 | 10.167.200.9 | 00:90:E8:43:59:B3 | n/a | n/a | 192.168.16.102 | In warranty |  |  | PRTG
Dalston SME- Concourse | LO/ELLP-NPORT-003 Serial Dev. Srvr. | TADFC1054352 | Moxa NPort 5110 | 10.167.200.18 | 255.255.255.248 | 10.167.200.17 | 00:90:E8:43:59:B4 | n/a | n/a | 192.168.16.102 | In Warranty |  |  | PRTG
Haggerston East Platform | LO/ELLP-NPORT-04 Serial Dev. Srvr. | TADFC1054302 | Moxa NPort 5110 | 10.167.200.26 | 255.255.255.248 | 10.167.200.25 | 00:90:E8:43:59:82 | n/a | n/a | 192.168.16.102 | In warranty |  |  | PRTG
Haggerston West Platform | LO/ELLP-NPORT-005 Serial Dev. Srvr. | TADFC1054283 | Moxa NPort 5110 | 10.167.200.34 | 255.255.255.248 | 10.167.200.33 | 00:90:E8:43:59:6F | n/a | n/a | 192.168.16.102 | In Warranty |  |  | PRTG
Hoxton East | LO/ELLP-NPORT-006 Serial Dev. Srvr. | TADGB1061641 | Moxa NPort 5110 | 10.167.200.42 | 255.255.255.248 | 10.167.200.41 | 00:90:E8:44:16:66 | n/a | n/a | 192.168.16.102 | In warranty |  |  | PRTG
Hoxton West | LO/ELLP-NPORT-007 Serial Dev. Srvr. | TADFC1054332 | Moxa NPort 5110 | 10.167.200.50 | 255.255.255.248 | 10.167.200.49 | 00:90:E8:43:59:AO | n/a | n/a | 192.168.16.102 | In Warranty |  |  | PRTG
Shoreditch Concourse North | LO/ELLP-NPORT-008 Serial Dev. Srvr. | TADFC1054312 | Moxa NPort 5110 | 10.167.200.58 | 255.255.255.248 | 10.167.200.57 | 00:90:E8:43:59:8C | n/a | n/a | 192.168.16.102 | In warranty |  |  | PRTG
Shoreditch Concourse South | LO/ELLP-NPORT-009 Serial Dev. Srvr. | TADFC1054349 | Moxa NPort 5110 | 10.167.200.66 | 255.255.255.248 | 10.167.200.65 | 00:90:E8:43:59:B1 | n/a | n/a | 192.168.16.102 | In Warranty |  |  | PRTG
SME Shoreditch North | LO/ELLP-NPORT-010 Serial Dev. Srvr. | TADFC1054282 | Moxa NPort 5110 | 10.167.200.74 | 255.255.255.248 | 10.167.200.73 | 00:90:E8:43:59:6E | n/a | n/a | 192.168.16.102 | In warranty |  |  | PRTG
SME Shoreditch South | LO/ELLP-NPORT-011 Serial Dev. Srvr. | TADFC1054341 | Moxa NPort 5110 | 10.167.200.82 | 255.255.255.248 | 10.167.200.81 | 00:90:E8:43:59:A9 | n/a | n/a | 192.168.16.102 | In Warranty |  |  | PRTG
OBC Depot | LO/ELLP-NPORT-012 Serial Dev. Srvr. | TADFC1054404 | Moxa NPort 5110 | 10.167.200.90 | 255.255.255.248 | 10.167.200.89 | 00:90:E8:43:59:E8 | n/a | n/a | 192.168.16.102 | In warranty |  |  | PRTG
CW Depot | LO/ELLP-NPORT-013 Serial Dev. Srvr. | TADFC1054290 | Moxa NPort 5110 | 10.167.200.98 | 255.255.255.248 | 10.167.200.97 | 00:90:E8:43:59:76 | n/a | n/a | 192.168.16.102 | In Warranty |  |  | PRTG
Crt. No. | Site General Information |  | Remote Access Routers Information |  |  |  |  | Comments | SIM Detailed Information
| Location | Kollmorgen Controller ID | Name | Serial Number (MAC Address) | Make and model | IP Address | Subnet mask |  | SIM IP Address | SIM serial | SIM Provider | Data Renewal date | tarriff
[15 empty] | Syslog Server | SNMP trap Server | Accessible from | warranty status | Firmware Version | Hardware Version | Monitored by
1 | Dalston SME- East Platform 3/4 | 53019 | LO/ELLP-RTR-001 Rem. Access Rtr. | 00:E0:C8:10:0B:F2 | Virtual Access GW2021DC | 10.167.200.1 | 255.255.255.248 | 2014: comms good. Sept. 2017: comms good. | 172.20.7.111 | 8944 2001 0123 7044 990 | Three | 10th of the month | 1gb bucket |  | 192.168.16.198 (Logzilla) | n/a | 192.168.16.102 | out of warranty |  |  | PRTG
2 | Dalston SME- West Platform 1/2 | 53020 | LO/ELLP-RTR-002 Rem. Access Rtr. | 00:E0:C8:10:0C:29 | Virtual Access GW2021DC | 10.167.200.9 | 255.255.255.248 | 2014: comms good. Sept. 2017: comms good. | 172.20.7.112 | 8944 2001 0123 7042 655 | Three | 10th of the month | 1gb bucket |  | 192.168.16.198 (Logzilla) | n/a | 192.168.16.102 | out of warranty |  |  | PRTG
3 | Dalston SME- Concourse | 53018 | LO/ELLP-RTR-003 Rem. Access Rtr. | 00:E0:C8:10:0C:1D | Virtual Access GW2021DC | 10.167.200.17 | 255.255.255.248 | 2014: comms "busy" at peak times. Jan. 2017: intermittent comms. | 172.20.7.113 | 8944 2001 0123 7042 663 | Three | 10th of the month | 1gb bucket |  | 192.168.16.198 (Logzilla) | n/a | 192.168.16.102 | out of warranty |  |  | PRTG
4 | Haggerston East Platform | 53021 | LO/ELLP-RTR-04 Rem. Access Rtr. | 00:E0:C8:10:0B:87 | Virtual Access GW2021DC | 10.167.200.25 | 255.255.255.248 | .2014: no comms on the "Three" network. Jan 2017: router replaced. Sept. 2017: faulty MPK controller board (damaged serial interface) identified. Comms good. | 172.20.7.114 | 8944 2001 0123 7042 671 | Three | 10th of the month | 1gb bucket |  | 192.168.16.198 (Logzilla) | n/a | 192.168.16.102 | out of warranty |  |  | PRTG
5 | Haggerston West Platform | 53022 | LO/ELLP-RTR-005 Rem. Access Rtr. | 00:E0:C8:10:0B:ED | Virtual Access GW2021DC | 10.167.200.33 | 255.255.255.248 | 2014: comms "busy" at peak times. Sept. 2017: comms good. | 172.20.7.115 | 8944 2001 0123 7042 689 | Three | 10th of the month | 1gb bucket |  | 192.168.16.198 (Logzilla) | n/a | 192.168.16.102 | out of warranty |  |  | PRTG
6 | Hoxton East | 53023 | LO/ELLP-RTR-006 Rem. Access Rtr. | 00:E0:C8:10:0C:05 | Virtual Access GW2021DC | 10.167.200.41 | 255.255.255.248 | 2014: comms good. Sept. 2017: router faulty. | 172.20.7.116 | 8944 2001 0123 7042 697 | Three | 10th of the month | 1gb bucket |  | 192.168.16.198 (Logzilla) | n/a | 192.168.16.102 | out of warranty |  |  | PRTG
7 | Hoxton West | 53024 | LO/ELLP-RTR-007 Rem. Access Rtr. | 00:E0:C8:10:OB:27 | Virtual Access GW2021DC | 10.167.200.49 | 255.255.255.248 | 2014: comms good. Sept. 2017: comms good. | 172.20.7.117 | 8944 2001 0123 7042 705 | Three | 10th of the month | 1gb bucket |  | 192.168.16.198 (Logzilla) | n/a | 192.168.16.102 | out of warranty |  |  | PRTG
8 | Shoreditch Concourse North | 53025 | LO/ELLP-RTR-008 Rem. Access Rtr. | 00:E0:C8:10:0B:E8 | Virtual Access GW2021DC | 10.167.200.57 | 255.255.255.248 | 2014: no comms. Sept. 2017: comms good. | 172.20.7.118 | 8944 2001 0123 7042 713 | Three | 10th of the month | 1gb bucket |  | 192.168.16.198 (Logzilla) | n/a | 192.168.16.102 | out of warranty |  |  | PRTG
9 | Shoreditch Concourse South | 53046 | LO/ELLP-RTR-009 Rem. Access Rtr. | 00:E0:C8:10:OB:2E | Virtual Access GW2021DC | 10.167.200.65 | 255.255.255.248 | 2014: comms good. Sept. 2017: comms good. | 172.20.7.119 | 8944 2001 0123 7042 721 | Three | 10th of the month | 1gb bucket |  | 192.168.16.198 (Logzilla) | n/a | 192.168.16.102 | out of warranty |  |  | PRTG
10 | SME Shoreditch North | 53048 | LO/ELLP-RTR-010 Rem. Access Rtr. | 00:E0:C8:10:OC:26 | Virtual Access GW2021DC | 10.167.200.73 | 255.255.255.248 | 2014: comms good. Jan. 2017: O2 SIM fitted. Sept. 2017: comms good. | 172.24.82.131 | 66435190672 | O2 | 10th of the month | 1gb bucket |  | 192.168.16.198 (Logzilla) | n/a | 192.168.16.102 | out of warranty |  |  | PRTG
11 | SME Shoreditch South | 53047 | LO/ELLP-RTR-011 Rem. Access Rtr. | 00:E0:C8:10:OC:0B | Virtual Access GW2021DC | 10.167.200.81 | 255.255.255.248 | 2014: no comms. Sept. 2017: rouiter faulty. | 172.20.7.121 | 8944 2001 0123 7042 739 | Three | 10th of the month | 1gb bucket |  | 192.168.16.198 (Logzilla) | n/a | 192.168.16.102 | out of warranty |  |  | PRTG
12 | OBC Depot | 52457 | LO/ELLP-RTR-012 Rem. Access Rtr. | 00:E0:C8:10:OC:25 | Virtual Access GW2021DC | 10.167.200.89 | 255.255.255.248 | 2014: comms good. Jan. 2017: O2 SIM fitted. Sept. 2017: comms good. | 172.24.82.132 | 66435190698 | O2 | 10th of the month | 1gb bucket |  | 192.168.16.198 (Logzilla) | n/a | 192.168.16.102 | out of warranty |  |  | PRTG
13 | CW Depot | 52458 | LO/ELLP-RTR-013 Rem. Access Rtr. | 00:E0:C8:10:OC:0F | Virtual Access GW2021DC | 10.167.200.97 | 255.255.255.248 | 2014: comms good. Sept. 2017: comms good. | 172.20.7.123 | 8944 2001 0123 7042 507 | Three | 10th of the month | 1gb bucket |  | 192.168.16.198 (Logzilla) | n/a | 192.168.16.102 | out of warranty |  |  | PRTG

## Hardware ORI
Name | Make and Model | Serial Number | IP Address, Subnet Mask | Description | Location | Warranty Expiry Date
Dorking Switch A | Allied Telesis AT-GS948MPX | A05158G164900078G | 10.102.192.11 255.255.255.0 | Switch | Dorking | 2020-06-12
Dorking Switch B | Allied Telesis AT-GS948MPX | A05158G171300132H | 10.102.192.12 255.255.255.0 | Switch | Dorking | 2020-06-12
Dorking Master Router | LANCOM 7100+ VPN | 4004466418100015 | 10.102.192.253 255.255.255.0 | Router | Dorking | 2022-06-12
Dorking Backup Router | LANCOM 7100+ VPN | 4004466418100043 | 10.102.192.252 255.255.255.0 | Router | Dorking | 2022-06-12
Dorking Gateway A | LANCOM 1781VA-4G | 4004396632100040 | 10.0.100.1 255.255.255.0 | Router | Dorking | 2022-06-12
Dorking Gateway B | LANCOM 1781VA-4G | 4004396632100034 | 10.0.100.2 255.255.255.0 | Router | Dorking | 2022-06-12
Dorking Gateway C | LANCOM 1781VA-4G | 4004396632100021 | 10.0.100.3 255.255.255.0 | Router | Dorking | 2022-06-12
Redhill to Dorking Gateway | LANCOM 1781VA-4G | 4004396632100015 | 10.100.192.254 255.255.255.0 | Router | Redhill | 2022-06-12
Dorking AP 01 | LANCOM LN830acn | 4004429618100326 | 10.102.192.101 255.255.255.0 | Router | Dorking | 2022-06-12
Dorking AP 02 | LANCOM LN830acn | 4004429618100050 | 10.102.192.102 255.255.255.0 | Router | Dorking | 2022-06-12
Dorking Wireless LAN Controller | LANCOM WLC-4006+ | 4004254232100107 | 10.102.192.110 255.255.255.0 | Router | Dorking | 2022-06-12
Dorking UPS | APC Smart UPS |  |  | UPS | Dorking | 2018-06-12
Jakarta | Jakarta Environment Monitor |  |  | Averment Monitor | Dorking | 2018-06-12

## IT4A
Ref | IP1 | IP2 | IP3 | IP4 | Cust ID | Customer | Location / Address | LOCATION (FLOOR) | Location ID | Loc Name | Comms Cabinet | Crt. No. | Kollmorgen Controller ID | Boundary/ Internal | ID | Name | MODBUS GATEWAY (CONV.) ID NO | INSTALLATION PANEL ID | MOXA SWITCH ID | MOXA SWITCH PORT | MOXA SWITCH PORT VLAN ID | POWER | Device Type | Title | hostname | IP Address LAN | Mask | Default Gateway | DHCP | DNS 1 | DNS 2 | WAN IP | Multiple IPs | MAC address | Vendor | Make and Model | Serial Number | Hardware Version | Firmware Version | Version | Release date | Operating System | Software Version | Warranty Status | Latest | Actions | Date Planned | Date Actioned | SIM IP Address | SIM serial | SIM Provider | Data Renewal date | tarriff | Notes | NTP Srv 1 | NTP Srv 2 | Syslog Server | SNMP Trap server | Accessible From | monitored by | Remarks | Comments | Helpful details or contact info
411 | 192 | 168 | 20 | 11 | IT4A | IT4Automation | Epsom | GROUND |  | Server Room | CAB-C |  |  |  |  | SW1 | [6 empty] | Switch |  | TP-LINK-SW1 | 192.168.20.11 | 255.255.255.0 | 192.168.20.254 | [5 empty] | F4-F2-6D-7D-9F-F2 | TP-LINK | TL-SG3424P |  | TL-SG3424P 2.0 | 1.0.9 Build 20150715 Rel.33297(s) |  |  |  | TL-SG3424Pv2_en_1.0.9_[20150715-rel33297]_up |  | Yes | Password changed Disabled http and telnet Updated Software Version | 2018-08-01 | 2018-08-01 | [6 empty] | 192.168.20.101 | 192.168.20.101
412 | 192 | 168 | 20 | 12 | IT4A | IT4Automation | Epsom | GROUND |  | Server Room | CAB-C |  |  |  |  | SW2 | [6 empty] | Switch |  | TP_LINK_SW2 | 192.168.20.12 | 255.255.255.0 | 192.168.20.254 | [5 empty] | E8-94-F6-47-3D-53 | TP-LINK | TL-SG3424 |  | TL-SG3424 1.0 | 1.11.10 Build 20150713 Rel.53496(n) |  |  |  | TL-SG3424v1_en_1.11.10_[20150713-rel53496]_up |  | Yes | Password changed Disabled http and telnet Updated Software Version | 2018-08-01 | 2018-08-01 | [6 empty] | 192.168.20.101 | 192.168.20.101
413 | 192 | 168 | 20 | 13 | IT4A | IT4Automation | Epsom | GROUND |  | Server Room | CAB-C |  |  |  |  | SW3 | [6 empty] | Switch |  | TP-LINK-SW3 | 192.168.20.13 | 255.255.255.0 | 192.168.20.254 | [5 empty] | 60-E3-27-A6-16-E8 | TP-LINK | TL-SG3424 |  | TL-SG3424 2.0 | 1.0.3 Build 20150714 Rel.61832(s) |  |  |  | TL-SG3424v2_en_1.0.3_[20150714-rel61832]_up |  | Yes | Password changed Disabled http and telnet Updated Software Version | 2018-08-01 | 2018-08-01 | [6 empty] | 192.168.20.101 | 192.168.20.101
414 | 192 | 168 | 20 | 14 | IT4A | IT4Automation | Epsom | GROUND |  | Server Room | CAB-B |  |  |  |  | SW4 | [6 empty] | Switch |  | TP-LINK-SW4 | 192.168.20.14 | 255.255.255.0 | 192.168.20.254 | [5 empty] | 60-E3-27-9E-0D-80 | TP-LINK | TL-SG3424 |  | TL-SG3424 2.0 | 1.0.3 Build 20150714 Rel.61832(s) |  |  |  | TL-SG3424v2_en_1.0.3_[20150714-rel61832]_up |  | Yes | Password changed Disabled http and telnet Updated Software Version Updated device name from TP_LINK_SW4 | 2018-08-01 | 2018-08-01 | [6 empty] | 192.168.20.101 | 192.168.20.101
415 | 192 | 168 | 20 | 15 | IT4A | IT4Automation | Epsom | GROUND |  | Server Room | CAB-B |  |  |  |  | SW5 | [6 empty] | Switch |  | TP-LINK-SW5 | 192.168.20.15 | 255.255.255.0 | 192.168.20.254 | [5 empty] | 60-E3-27-A6-17-A5 | TP-LINK | TL-SG3424 |  | TL-SG3424 2.0 | 1.0.3 Build 20150714 Rel.61832(s) |  |  |  | TL-SG3424v2_en_1.0.3_[20150714-rel61832]_up |  | Yes | Password changed Disabled http and telnet Updated Software Version Updated device name from TP_LINK_SW5 | 2018-08-01 | 2018-08-01 | [6 empty] | 192.168.20.101 | 139.78.100.163
416 | 192 | 168 | 20 | 16 | IT4A | IT4Automation | Epsom | GROUND |  | Technical Office | CAB-1 |  |  |  |  | SW6 | [6 empty] | Switch |  | TP-LINK-SW6 | 192.168.20.16 | 255.255.255.0 | 192.168.20.254 | [5 empty] | 60-E3-27-9E-05-41 | TP-LINK | TL-SG3424P |  | TL-SG3424P 2.0 | 1.0.9 Build 20150715 Rel.33297(s) |  |  |  | TL-SG3424Pv2_en_1.0.9_[20150715-rel33297]_up |  | Yes | Password changed Disabled http and telnet Updated Software Version | 2018-08-01 | 2018-08-01 | [6 empty] | 192.168.20.101 | 192.168.20.101
417 | 192 | 168 | 20 | 101 | IT4A | IT4Automation | Epsom |  |  | srv-p-esxi-01 | CAB-A |  |  |  |  | NTP (On the srv-v-dns-01 running on the LAN 20) | [6 empty] | Unknown |  |  | 192.168.20.101 | [8 empty] | Microsoft |  | smtp-relay
418 | 192 | 168 | 20 | 102 | IT4A | IT4Automation | Epsom | GROUND |  | srv-p-esxi-02 | CAB-B |  |  |  |  | srv-v-nrnms-01 (VM) | [6 empty] | Desktop |  |  | 192.168.20.102 | [8 empty] | Microsoft | Virtual Machine | 1660-5803-3420-5595-8670-2136-37 |  |  |  |  | Windows 7 Pro
419 | 192 | 168 | 20 | 103 | IT4A | IT4Automation | Epsom | GROUND |  | srv-p-esxi-01 | CAB-A |  |  |  |  | srv-v-eng-01 (VM) | [6 empty] | Unknown |  |  | 192.168.20.103 | [8 empty] | Tyan Computer |  | monitoring-pc
420 | 192 | 168 | 20 | 141 | IT4A | IT4Automation | Epsom | [8 empty] | nms-1 | [6 empty] | Server |  |  | 192.168.20.141 | [8 empty] | Microsoft | Virtual Machine | 5006-1519-1759-4063-6187-9280-53 |  |  |  |  | Windows Server 2012 R2
421 | 192 | 168 | 20 | 143 | IT4A | IT4Automation | Epsom | [8 empty] | sqlserver | [6 empty] | Server |  |  | 192.168.20.143 | [8 empty] | Microsoft | Virtual Machine | 8155-7260-8737-4895-0453-6674-75 |  |  |  |  | Windows Server 2012 R2
422 | 192 | 168 | 10 | 9 | IT4A | IT4Automation | Epsom | [8 empty] | 192.168.10.9 | [6 empty] | Unknown |  |  | 192.168.10.9
423 | 192 | 168 | 11 | 1 | IT4A | IT4Automation | Epsom | [8 empty] | 192.168.11.1 | [9 empty] | 192.168.11.1
424 | 192 | 168 | 11 | 101 | IT4A | IT4Automation | Epsom | [8 empty] | 192.168.11.101 | [6 empty] | IP Phone |  |  | 192.168.11.101 | [8 empty] | Panasonic | KX-HDV230
425 | 192 | 168 | 11 | 102 | IT4A | IT4Automation | Epsom | [8 empty] | 192.168.11.102 | [6 empty] | IP Phone |  |  | 192.168.11.102 | [8 empty] | Panasonic | KX-HDV230
426 | 192 | 168 | 11 | 108 | IT4A | IT4Automation | Epsom | [15 empty] | IP Phone | Sarah French 4002 |  | 192.168.11.108 | 255.255.255.0 | 192.168.11.254 |  | 192.168.11.254 | 8.8.8.8 |  |  | BCC34243547D | Panasonic | KX-HDV230 |  |  | Bank1: 05.000 Bank2: 02.200 | [5 empty] | Yes | Created and Updated record Updated phonebook Menu | 2018-08-01 | 2018-08-01
427 | 192 | 168 | 11 | 124 | IT4A | IT4Automation | Epsom | [15 empty] | IP Phone | Uday 4127 |  | 192.168.11.124 | 255.255.255.0 | 192.168.11.254 |  | 192.168.11.254 | 8.8.8.8 |  |  | BCC3427AB15D | Panasonic | KX-HDV230 |  |  | Bank1: 05.000 Bank2: 02.200 | [5 empty] | Yes | Created and Updated record | 2018-08-01 | 2018-08-01
428 | 192 | 168 | 11 | 134 | IT4A | IT4Automation | Epsom | [15 empty] | IP Phone | Emily French 4126 |  | 192.168.11.134 | 255.255.255.0 | 192.168.11.254 |  | 192.168.11.254 | 8.8.8.8 |  |  | BCC3427AB21D | Panasonic | KX-HDV230 |  |  | Bank1: 05.000 Bank2: 02.200 | [5 empty] | Yes | Created and Updated record | 2018-08-01 | 2018-08-01
429 | 192 | 168 | 11 | 141 | IT4A | IT4Automation | Epsom | [15 empty] | IP Phone | Sergiu Cosmescu 4005 |  | 192.168.11.141 | 255.255.255.0 | 192.168.11.254 |  | 192.168.11.254 | 8.8.8.8 |  |  | BCC34243544F | Panasonic | KX-HDV230 |  |  | Bank1: 05.000 Bank2: 02.200 | [5 empty] | Yes | Created and Updated record Updated phonebook Menu | 2018-08-01 | 2018-08-01
430 | 192 | 168 | 11 | 154 | IT4A | IT4Automation | Epsom | [15 empty] | IP Phone | Jennifer Edmunds 4006 |  | 192.168.11.154 | 255.255.255.0 | 192.168.11.254 |  | 192.168.11.254 | 8.8.8.8 |  |  | BCC342435458 | Panasonic | KX-HDV230 |  |  | Bank1: 05.000 Bank2: 02.200 | [5 empty] | Yes | Created and Updated record Updated phonebook Menu | 2018-08-01 | 2018-08-01
431 | 192 | 168 | 11 | 155 | IT4A | IT4Automation | Epsom | [15 empty] | IP Phone | Duncan Mulrooney 4012 |  | 192.168.11.155 | 255.255.255.0 | 192.168.11.254 |  | 192.168.11.254 | 8.8.8.8 |  |  | BCC342435459 | Panasonic | KX-HDV230 |  |  | Bank1: 05.000 Bank2: 02.200 | [5 empty] | Yes | Created and Updated record Updated phonebook Menu | 2018-08-01 | 2018-08-01
432 | 192 | 168 | 11 | 163 | IT4A | IT4Automation | Epsom | [15 empty] | IP Phone | Dee Titley 4007 |  | 192.168.11.163 | 255.255.255.0 | 192.168.11.254 |  | 192.168.11.254 | 8.8.8.8 |  |  | BCC342435451 | Panasonic | KX-HDV230 |  |  | Bank1: 05.000 Bank2: 02.200 | [5 empty] | Yes | Created and Updated record Updated phonebook Menu | 2018-08-01 | 2018-08-01
433 | 192 | 168 | 11 | 178 | IT4A | IT4Automation | Epsom | [15 empty] | IP Phone | Support Desk 4008 |  | 192.168.11.178 | 255.255.255.0 | 192.168.11.254 |  | 192.168.11.254 | 8.8.8.8 |  |  | BCC342435460 | Panasonic | KX-HDV230 |  |  | Bank1: 05.000 Bank2: 02.200 | [5 empty] | Yes | Created and Updated record Updated phonebook Menu | 2018-08-01 | 2018-08-01
434 | 192 | 168 | 11 | 179 | IT4A | IT4Automation | Epsom | [15 empty] | IP Phone | Geraldine Copper 4014 |  | 192.168.11.179 | 255.255.255.0 | 192.168.11.254 |  | 192.168.11.254 | 8.8.8.8 |  |  | BCC342435461 | Panasonic | KX-HDV230 |  |  | Bank1: 05.000 Bank2: 02.200 | [5 empty] | Yes | Created and Updated record Updated phonebook Menu | 2018-08-01 | 2018-08-01
435 | 192 | 168 | 11 | 191 | IT4A | IT4Automation | Epsom | [15 empty] | IP Phone | John French 4001 |  | 192.168.11.191 | 255.255.255.0 | 192.168.11.254 |  | 192.168.11.254 | 8.8.8.8 |  |  | BCC34243547C | Panasonic | KX-HDV230 |  |  | Bank1: 05.000 Bank2: 02.200 | [5 empty] | Yes | Created and Updated record | 2018-08-01 | 2018-08-01
436 | 192 | 168 | 11 | 196 | IT4A | IT4Automation | Epsom | [15 empty] | IP Phone | Mike Vitello 4013 |  | 192.168.11.196 | 255.255.255.0 | 192.168.11.254 |  | 192.168.11.254 | 8.8.8.8 |  |  | BCC342435476 | Panasonic | KX-HDV230 |  |  | Bank1: 05.000 Bank2: 02.200 | [5 empty] | Yes | Created and Updated record | 2018-08-01 | 2018-08-01
437 | 192 | 168 | 11 | 198 | IT4A | IT4Automation | Epsom | [15 empty] | IP Phone | Phil Van Staden 4010 |  | 192.168.11.198 | 255.255.255.0 | 192.168.11.254 |  | 192.168.11.254 | 8.8.8.8 |  |  | BCC342435474 | Panasonic | KX-HDV230 |  |  | Bank1: 05.000 Bank2: 02.200 | [5 empty] | Yes | Created and Updated record Updated phonebook Menu | 2018-08-01 | 2018-08-01
438 | 192 | 168 | 11 | 199 | IT4A | IT4Automation | Epsom | [15 empty] | IP Phone | Kerwin Kwan 4011 |  | 192.168.11.199 | 255.255.255.0 | 192.168.11.254 |  | 192.168.11.254 | 8.8.8.8 |  |  | BCC342435475 | Panasonic | KX-HDV230 |  |  | Bank1: 05.000 Bank2: 02.200 | [5 empty] | Yes | Created and Updated record Updated phonebook Menu | 2018-08-01 | 2018-08-01
439 | 192 | 168 | 11 |  | IT4A | IT4Automation | Epsom | [15 empty] | IP Phone | 4118 Stock Room |  | 192.168.11. | [8 empty] | Panasonic
440 | 192 | 168 | 16 | 7 | IT4A | IT4Automation | Epsom |  |  | Server Room | CAB-A |  |  |  |  | cortech-master | [6 empty] | Server | Cortech Email alarm alerts | CORTECH-MASTER | 192.168.16.7 | 255.255.255.0 | 192.168.16.240 |  | 208.67.222.222 | 8.8.8.8 |  |  | 78-45-C4-3C-5B-9C | Dell |  | cortech-master |  |  |  |  | Windows 7 Pro | 32-bit OS - Service Pack 1 - Version 6.1.7601
443 | 192 | 168 | 16 | 21 | IT4A | IT4Automation | Epsom | [8 empty] | e2260_9474 | [6 empty] | SNMP Device | Temperature monitoring iologik | e2260_9474 | 192.168.16.21 | 255.255.255.0 | 192.168.16.240 | [6 empty] | Moxa Tech | Moxa E2260 | 90E817D0F1
445 | 192 | 168 | 16 | 23 | IT4A | IT4Automation | Epsom | GROUND |  | Technical Office | [5 empty] | oki-c810-3212cb | [6 empty] | Printer |  | oki-c810-3212cb | 192.168.16.23 | 255.255.255.0 | 192.168.16.240 | [6 empty] | Oki Electric Ind Co | C810 | AL18032233
446 | 192 | 168 | 16 | 24 | IT4A | IT4Automation | Epsom |  |  | MARKETING OFFICE | [5 empty] | oki-main-office | [6 empty] | Printer |  | oki-main-office | 192.168.16.24 | 255.255.255.0 | 192.168.16.240 | [6 empty] | Oki Electric Ind Co | C9655 | AL43016395
448 | 192 | 168 | 16 | 26 | IT4A | IT4Automation | Epsom | 1ST |  | Sales Office | [5 empty] | scanner-01 | [6 empty] | Scanner | new scanner (upstairs in Sales office) | SCANNER-01 | 192.168.16.26 | 255.255.255.0 | 192.168.16.240 | [6 empty] | Brother Industries | Brother ADS-2800W | E75528E8G217425
450 | 192 | 168 | 16 | 30 | IT4A | IT4Automation | Epsom | [8 empty] | sales-4-pc | [6 empty] | Desktop | sales-4-pc - Dee's PC |  | 192.168.16.30 | 255.255.255.0 | 192.168.16.240 | [6 empty] | Generic | System Product Name | 704D7BB35C99 |  |  |  |  | Windows 7 Pro
451 | 192 | 168 | 16 | 34 | IT4A | IT4Automation | Epsom | [8 empty] | ninaserver - 192.168.12.10 ??? | [6 empty] | Server | ninaserver |  | 192.168.16.34 | 255.255.255.0 | 192.168.16.240 | [6 empty] | Microsoft | Virtual Machine | 4907-7733-6341-1000-4731-9838-80 |  |  |  |  | Windows Server 2012 R2 DC
452 | 192 | 168 | 16 | 44 | IT4A | IT4Automation | Epsom |  |  | Sales Office | [5 empty] | Phil's PC - PC-SALES-04
453 | 192 | 168 | 16 | 45 | IT4A | IT4Automation | Epsom | [8 empty] | warehouse-pc | [6 empty] | Desktop | warehouse-pc |  | 192.168.16.45 | 255.255.255.0 | 192.168.16.240 | [6 empty] | ASUS | All Series | D850E65157D2 |  |  |  |  | Windows 7 Pro
454 | 192 | 168 | 16 | 48 | IT4A | IT4Automation | Epsom | [17 empty] | FLEETSERV | 192.168.16.48 | 255.255.255.0 | 192.168.16.240
455 | 192 | 168 | 16 | 50 | IT4A | IT4Automation | Epsom | [8 empty] | 192.168.16.50 | [6 empty] | Unknown | 192.168.16.50 |  | 192.168.16.50 | 255.255.255.0 | 192.168.16.240 | [6 empty] | Asustek Computer |  | D850E651586A
456 | 192 | 168 | 16 | 56 | IT4A | IT4Automation | Epsom | [8 empty] | 192.168.16.56 | [6 empty] | Unknown | 192.168.16.56 |  | 192.168.16.56 | 255.255.255.0 | 192.168.16.240 | [6 empty] | D-link Int |  | 14D64D04E224
457 | 192 | 168 | 16 | 57 | IT4A | IT4Automation | Epsom | [8 empty] | pc-tech-04 | [6 empty] | Desktop | pc-tech-04 |  | 192.168.16.57 | 255.255.255.0 | 192.168.16.240 | [6 empty] | Pegatron | DH61CR | pc-tech-04 |  |  |  |  | Windows 7 Pro
458 | 192 | 168 | 16 | 58 | IT4A | IT4Automation | Epsom | [8 empty] | pc-sales-05 | [6 empty] | Desktop | pc-sales-05 |  | 192.168.16.58 | 255.255.255.0 | 192.168.16.240 | [6 empty] | Asustek Computer | All Series | pc-sales-05 |  |  |  |  | Windows 7 Pro
459 | 192 | 168 | 16 | 64 | IT4A | IT4Automation | Epsom | [8 empty] | dispatchops-1 | [6 empty] | Desktop | dispatchops-1 |  | 192.168.16.64 | 255.255.255.0 | 192.168.16.240 | [6 empty] | Intel | DH61CR | dispatchops-1 |  |  |  |  | Windows 7 Pro
460 | 192 | 168 | 16 | 51 | IT4A | IT4Automation | Epsom | GROUND |  | Technical Office | [5 empty] | projects-6-pc | [6 empty] | Desktop | projects-6-pc - Mike's PC (192.168.16.64) | PC-TECH-01.it4a.local | 192.168.16.51 | 255.255.255.0 | 192.168.16.240 | 192.168.16.172 | 192.168.16.172 | 192.168.16.173 |  |  | F8-D1-11-10-A1-BD | Intel | DH61CR | F8D11110A1BD |  |  |  |  | Windows 7 Pro | 64-bit OS - Service Pack 1 - Version 6.1.7601
461 | 192 | 168 | 16 | 69 | IT4A | IT4Automation | Epsom | [8 empty] | 192.168.16.69 | [6 empty] | HTTP Device | 192.168.16.69 |  | 192.168.16.69 | 255.255.255.0 | 192.168.16.240 | [6 empty] | Hitron Tech |  | 7D81A4392
462 | 192 | 168 | 16 | 70 | IT4A | IT4Automation | Epsom | [8 empty] | 192.168.16.70 | [6 empty] | HTTP Device | 192.168.16.70 |  | 192.168.16.70 | 255.255.255.0 | 192.168.16.240 | [6 empty] | Hitron Tech |  | 7D81A4DA9
463 | 192 | 168 | 16 | 71 | IT4A | IT4Automation | Epsom | [8 empty] | 192.168.16.71 | [6 empty] | HTTP Device | 192.168.16.71 |  | 192.168.16.71 | 255.255.255.0 | 192.168.16.240 | [6 empty] | Hitron Tech |  | 7D81A4D8B
464 | 192 | 168 | 16 | 82 | IT4A | IT4Automation | Epsom | [8 empty] | projects-4-pc | [6 empty] | Desktop | projects-4-pc - (Duncan's PC) |  | 192.168.16.82 | 255.255.255.0 | 192.168.16.240 | [6 empty] | Intel | DH61WW | projects-4-pc |  |  |  |  | Windows 7 Pro
465 | 192 | 168 | 16 | 84 | IT4A | IT4Automation | Epsom | [8 empty] | projects-1 | [6 empty] | Desktop | projects-1 - serge PC (192.168.16.84) |  | 192.168.16.84 | 255.255.255.0 | 192.168.16.240 | [6 empty] | Intel | DH61WW | 14D64D04E222 |  |  |  |  | Windows 7 Pro
466 | 192 | 168 | 16 | 90 | IT4A | IT4Automation | Epsom | [8 empty] | 192.168.16.90 | [6 empty] | HTTP Device | 192.168.16.90 |  | 192.168.16.90 | 255.255.255.0 | 192.168.16.240 | [6 empty] | Panasonic System Net Co |  | BCC34240BB5E
467 | 192 | 168 | 16 | 93 | IT4A | IT4Automation | Epsom | [8 empty] | support-pc-7 | [6 empty] | Desktop | support-pc-7 - Tim PC (192.168.16.93) | PC-TECH-02.it4a.local | 192.168.16.53 | 255.255.255.0 | 192.168.16.240 | [6 empty] | Intel | Unknown | support-pc-7 |  |  |  |  | Windows 7 Pro
468 | 192 | 168 | 16 | 97 | IT4A | IT4Automation | Epsom | [8 empty] | 192.168.16.97 | [6 empty] | HTTP Device | 192.168.16.97 |  | 192.168.16.97 | 255.255.255.0 | 192.168.16.240 | [6 empty] | Snom Tech Ag |  | 41329650A
469 | 192 | 168 | 16 | 104 | IT4A | IT4Automation | Epsom | [8 empty] | 192.168.16.104 | [6 empty] | SNMP Device | 192.168.16.104 |  | 192.168.16.104 | 255.255.255.0 | 192.168.16.240 | [6 empty] | Sarian Systems |  | 42DE2A4FB
470 | 192 | 168 | 16 | 124 | IT4A | IT4Automation | Epsom | [8 empty] | sysadmin-pc | [6 empty] | Desktop | sysadmin-pc |  | 192.168.16.124 | 255.255.255.0 | 192.168.16.240 | [6 empty] | Generic | To Be Filled By O.E.M. | D05099018B74 |  |  |  |  | Windows 7 Pro
471 | 192 | 168 | 16 | 140 | IT4A | IT4Automation | Epsom | [8 empty] | win-pab6l9mva9o | [6 empty] | Server | win-pab6l9mva9o |  | 192.168.16.140 | 255.255.255.0 | 192.168.16.240 | [6 empty] | Microsoft | Virtual Machine | 5807-3742-6174-3041-5840-6635-28 |  |  |  |  | Windows Server 2012 R2
472 | 192 | 168 | 16 | 144 | IT4A | IT4Automation | Epsom | [8 empty] | spiceworks-pc | [6 empty] | Desktop | spiceworks-pc |  | 192.168.16.144 | 255.255.255.0 | 192.168.16.240 | [6 empty] | Microsoft | Virtual Machine | 6205-6311-3997-6082-9352-4234-32 |  |  |  |  | Windows 7 Pro
473 | 192 | 168 | 16 | 150 | IT4A | IT4Automation | Epsom
474 | 192 | 168 | 16 | 151 | IT4A | IT4Automation | Epsom | [8 empty] | 192.168.16.151 | [6 empty] | HTTP Device | 192.168.16.151 | srv-p-esxi-01.it4a.local | 192.168.16.151 | 255.255.255.0 | 192.168.16.240 | [8 empty] | ECEBB8962BB4
475 | 192 | 168 | 16 | 152 | IT4A | IT4Automation | Epsom | [8 empty] | 192.168.16.152 | [6 empty] | HTTP Device | 192.168.16.152 | srv-p-esxi-02.it4a.local | 192.168.16.152 | 255.255.255.0 | 192.168.16.240 | [8 empty] | ECEBB8963BA0
476 | 192 | 168 | 16 | 153 | IT4A | IT4Automation | Epsom | [8 empty] | 192.168.16.153 | [6 empty] | HTTP Device | 192.168.16.153 | srv-p-esxi-03.it4a.local | 192.168.16.153 | 255.255.255.0 | 192.168.16.240 | [6 empty] | Hewlett-Packard |  | 3CA82A1C6174
477 | 192 | 168 | 16 | 154 | IT4A | IT4Automation | Epsom | [8 empty] | 192.168.16.154 | [6 empty] | HTTP Device | 192.168.16.154 | srv-v-vc-01.it4a.local | 192.168.16.154 | 255.255.255.0 | 192.168.16.240 | [6 empty] | VMware |  | C299005DD
478 | 192 | 168 | 16 | 154 | IT4A | IT4Automation | Epsom | [8 empty] | 192.168.16.154 | [6 empty] | Unknown | 192.168.16.154 |  | 192.168.16.154 | 255.255.255.0 | 192.168.16.240 | [6 empty] | VMware |  | C290197BF
479 | 192 | 168 | 16 | 155 | IT4A | IT4Automation | Epsom | [8 empty] | 192.168.16.155 | [6 empty] | Unknown | 192.168.16.155 |  | 192.168.16.155 | 255.255.255.0 | 192.168.16.240 | [6 empty] | Dot Hill Systems |  | C0FF265EA8
480 | 192 | 168 | 16 | 156 | IT4A | IT4Automation | Epsom | [8 empty] | 192.168.16.156 | [6 empty] | Unknown | 192.168.16.156 |  | 192.168.16.156 | 255.255.255.0 | 192.168.16.240 | [6 empty] | Dot Hill Systems |  | C0FF266C97
481 | 192 | 168 | 16 | 165 | IT4A | IT4Automation | Epsom | [8 empty] | sales-3 | [6 empty] | Desktop | sales-3 - Geri PC (192.168.16.165) |  | 192.168.16.165 | 255.255.255.0 | 192.168.16.240 | [6 empty] | Generic | To Be Filled By O.E.M. | BC5FF49E56FB |  |  |  |  | Windows 7 Pro
482 | 192 | 168 | 16 | 170 | IT4A | IT4Automation | Epsom | [8 empty] | srv-v-ad-01 | [6 empty] | Server | SRV-V-AD-01 | srv-v-ad-01.it4a.local | 192.168.16.170 | 255.255.255.0 | 192.168.16.240 | [6 empty] | VMware |  | srv-v-ad-01
483 | 192 | 168 | 16 | 171 | IT4A | IT4Automation | Epsom | [8 empty] | srv-v-ad-02 | [6 empty] | Server | SRV-V-AD-02 | srv-v-ad-01.it4a.local | 192.168.16.171 | 255.255.255.0 | 192.168.16.240 | [6 empty] | VMware |  | srv-v-ad-02
484 | 192 | 168 | 16 | 172 | IT4A | IT4Automation | Epsom | [8 empty] | 192.168.16.172 | [6 empty] | Server | SRV-V-DNS-01 | srv-v-dns-01.it4a.local | 192.168.16.172 | 255.255.255.0 | 192.168.16.240 | [6 empty] | VMware |  | 5056BF5F98
485 | 192 | 168 | 16 | 173 | IT4A | IT4Automation | Epsom | [8 empty] | 192.168.16.173 | [6 empty] | Server | SRV-V-DNS-02 | srv-v-dns-02.it4a.local | 192.168.16.173 | 255.255.255.0 | 192.168.16.240 | [6 empty] | VMware |  | 5056BFFA71
486 | 192 | 168 | 16 | 174 | IT4A | IT4Automation | Epsom | [8 empty] | srv-v-fs-01 | [6 empty] | Server | SRV-V-FS-01 | srv-v-fs-01.it4a.local | 192.168.16.174 | 255.255.255.0 | 192.168.16.240 | [6 empty] | VMware |  | srv-v-fs-01
487 | 192 | 168 | 16 | 175 | IT4A | IT4Automation | Epsom | [8 empty] | srv-v-wsus-01 | [6 empty] | Server | SRV-V-WSUS-01 | srv-v-wsus-01.it4a.local | 192.168.16.175 | 255.255.255.0 | 192.168.16.240 | [6 empty] | VMware |  | srv-v-wsus-01
488 | 192 | 168 | 16 | 176 | IT4A | IT4Automation | Epsom | [8 empty] | 192.168.16.176 | [6 empty] | Server | SRV-V-LZ-01 | srv-v-print-01.it4a.local | 192.168.16.176 | 255.255.255.0 | 192.168.16.240 | [6 empty] | VMware |  | 5056BED874
489 | 192 | 168 | 16 | 177 | IT4A | IT4Automation | Epsom | [15 empty] | Server | SRV-V-LZ-02 |  | 192.168.16.177 | 255.255.255.0 | 192.168.16.240
490 | 192 | 168 | 16 | 178 | IT4A | IT4Automation | Epsom | [15 empty] | Server | SRV-V-NRNMS-01 |  | 192.168.16.178 | 255.255.255.0 | 192.168.16.240
491 | 192 | 168 | 16 | 179 | IT4A | IT4Automation | Epsom | [15 empty] | Server | SRV-V-SW-01 |  | 192.168.16.179 | 255.255.255.0 | 192.168.16.240
492 | 192 | 168 | 16 | 180 | IT4A | IT4Automation | Epsom | [15 empty] | Server | SRV-V-PRTG-01 |  | 192.168.16.180 | 255.255.255.0 | 192.168.16.240
493 | 192 | 168 | 16 | 181 | IT4A | IT4Automation | Epsom | [15 empty] | Server | SRV-V-MAIL-01 |  | 192.168.16.181 | 255.255.255.0 | 192.168.16.240
494 | 192 | 168 | 16 | 182 | IT4A | IT4Automation | Epsom | [8 empty] | dm-win7-01 | [6 empty] | Unknown | SRV-V-SQL-01 |  | 192.168.16.182 | 255.255.255.0 | 192.168.16.240 | [6 empty] | VMware |  | dm-win7-01
495 | 192 | 168 | 16 | 183 | IT4A | IT4Automation | Epsom | [8 empty] | srv-v-veeam-01 | [6 empty] | Unknown | SRV-V-VEEAM-01 | srv-v-veeam-01.it4a.local | 192.168.16.183 | 255.255.255.0 | 192.168.16.240 | [6 empty] | VMware |  | srv-v-veeam-01
496 | 192 | 168 | 16 | 198 | IT4A | IT4Automation | Epsom | [15 empty] | Server | Logzilla |  | 192.168.16.198 | 255.255.255.0 | 192.168.16.240
497 | 192 | 168 | 16 | 199 | IT4A | IT4Automation | Epsom | [8 empty] | supportpc5 | [6 empty] | Desktop | supportpc5 |  | 192.168.16.199 | 255.255.255.0 | 192.168.16.240 | [6 empty] | Generic | System Product Name | supportpc5 |  |  |  |  | Windows 7 Pro
498 | 192 | 168 | 16 | 200 | IT4A | IT4Automation | Epsom | [15 empty] | Switch | Mguard |  | 192.168.16.200 | 255.255.255.0 | 192.168.16.240
499 | 192 | 168 | 16 | 222 | IT4A | IT4Automation | Epsom | [8 empty] | it4a-nas | [6 empty] | Unknown | it4a-nas | onsite-nas-01.it4a.local | 192.168.16.222 | 255.255.255.0 | 192.168.16.240 | [6 empty] | Icp Electronics |  | it4a-nas
500 | 192 | 168 | 16 | 223 | IT4A | IT4Automation | Epsom | [8 empty] | offsite-nas-jf | [6 empty] | Unknown | offsite-nas-jf | offsite-nas-01.it4a.local | 192.168.16.223 | 255.255.255.0 | 192.168.16.240 | [6 empty] | Icp Electronics |  | offsite-nas-jf
501 | 192 | 168 | 16 | 231 | IT4A | IT4Automation | Epsom | [8 empty] | hyper-v-primary | [6 empty] | Server | hyper-v-primary | HYPER-V-PRIMARY | 192.168.16.231 | 255.255.255.0 | 192.168.16.240 | [6 empty] | Hewlett-Packard | ProLiant DL580 G5 | GB8818LXCT |  |  |  |  | Windows Server 2012 R2 DC
502 | 192 | 168 | 16 | 232 | IT4A | IT4Automation | Epsom | [8 empty] | hyper-v-backup | [6 empty] | Server | hyper-v-backup | HYPER-V-BACKUP | 192.168.16.232 | 255.255.255.0 | 192.168.16.240 | [6 empty] | Hewlett-Packard | ProLiant DL580 G5 | GB8825S3WB |  |  |  |  | Windows Server 2012 R2 DC
503 | 192 | 168 | 16 | 235 | IT4A | IT4Automation | Epsom | [8 empty] | 192.168.16.235 | [6 empty] | Switch | 192.168.16.235 |  | 192.168.16.235 | 255.255.255.0 | 192.168.16.240 | [6 empty] | Flexdsl Telecom Ag | MF-PAM-RAIL2N-2Eth, V1 | CCS173315556
504 | 192 | 168 | 16 | 240 | IT4A | IT4Automation | Epsom | [8 empty] | 192.168.16.240 | [6 empty] | Unknown | 192.168.16.240 |  | 192.168.16.240 | 255.255.255.0 | 192.168.16.240 | [6 empty] | Icann Iana Department |  | 5e+134
505 | 192 | 168 | 16 | 253 | IT4A | IT4Automation | Epsom |  | UK | [6 empty] | gw6630 | [6 empty] | Switch | Mguard | gw6630 | 192.168.16.253 | 255.255.255.0 | 192.168.16.240 | [6 empty] | Virtual Access | Virtual Access GW6631W, SN# 00E0C811858D, VIE-1... | E0C811858D
506 | 25 | 34 | 192 | 148 | IT4A | IT4Automation | Epsom | [8 empty] | Logzilla | [6 empty] | Server | Logzilla |  | 25.34.192.148 | [8 empty] | Microsoft | Unknown | 7a791922c094 |  |  |  |  | Ubuntu
| 192 | 168 | 30 | 1 | IT4A | IT4Automation | Epsom |  |  | Sales Office
| 192 | 168 | 30 | 2 | IT4A | IT4Automation | Epsom |  |  | Server Room | Cab-A |  |  |  |  | Vicon Encoder
| 192 | 168 | 30 | 3 | IT4A | IT4Automation | Epsom |  |  | Server Room | Cab-A |  |  |  |  | Vicon NVR
| 192 | 168 | 30 | 4 | IT4A | IT4Automation | Epsom |  |  | Server Room | Cab-A |  |  |  |  | Vicon VMDC

## Summary
Cust ID | Customer | ORI Entries | Monitored | Support | Maintain | Monitored Completed | % Monitored Completed | RAG | Action 1 | Action 2 | Action 3
CPS | Connect Plus Services (M25) | 148 | 140 |  |  | 99 | 70.71% |  |  | Populate Serial nos - inserted 4 switches | Added 8 devices
EP | Ecoprod | 28 | 28 | Token |  | 28 | 100% |  | Details from T:\Projects\Ecoprod Technique\Documentation | Other sites need to be inserted , screens ? | Updated Customer file, put in new folder. Check routers and insert screens
FA | Bolsover (BO) Fitzrovia Apartments | 4 | 4 |  |  | 0 | 0%
HHT | Hindhead Tunnel - Kier | 7 | 7 |  |  | 5 | 71.43%
IT4A | IT4Automation | 109 | 109 |  |  | 56 | 51.38%
LO | London Overground / Carillion | 26 | 26 |  |  | 13 | 50%
NR | Network Rail / Colas Rail | 36 | 36 |  |  | 28 | 77.78% |  |  | Inserted items from T:\Projects\Colas Rail & Network Rail\2018 IT4A-P-1066 Colas & Network Rail C2100 & C4400 Project (Laptops, PC and Network)
RBH | River Bank House - Man Investments / Cofely | 70 | 70 | Yes | Yes | 14 | 20% |  |  | From - T:\Projects\Engie (Riverbank House)\Annual Maintenance\Maintenance Spares Vesting Certificate | T:\Projects\Engie (Riverbank House)\Annual Maintenance\Documentation\2. Current Documentation
SESW | SES Water | 102 | 102 |  |  | 53 | 51.96% |  |  | T:\Helpdesk\SUPPORT\SESW\SESW SCADA WAN - SESW Asset List and Information 20180323.xls
SGS | Smarter Grid Solutions | 17 | 17 |  |  | 14 | 82.35%
KTE | Nissen (King) ROTTMS | 132 | 114 |  |  | 114 | 100% |  | Insert assets
TOTAL |  | 679 |  |  |  | 424 | 62.44%
Tidy up data

## Sheet 4
Make and Model | RAG | Make and Model
Moxa TN-5516-T |  | ACER Veriton
Moxa TN-5508-T |  | Allied Telesis AT-GS948MPX
Moxa TN-5508-T |  | Moxa TN-5508-T
Moxa TN-5508-T |  | Moxa TN-5508-T
Moxa TN-5508-T |  | Moxa TN-5508-T
Moxa TN-5516-T |  | Moxa TN-5516-T
Allied Telesis AT-x610TS/24X
Moxa AWK-3131-M12-RCC-EU |  | ASUS RS300-E9-PS4
Moxa OnCell-5104HSPA |  | Brother ADS-2800W
Moxa TN-5516-T |  | Moxa TN-5516-T
Moxa TN-5508-T |  | Moxa TN-5508-T
Moxa TN-5508-T |  | Moxa TN-5508-T
Moxa TN-5508-T |  | Moxa TN-5508-T
Moxa TN-5508-T |  | Moxa TN-5508-T
Moxa TN-5516-T |  | Moxa TN-5516-T
Moxa AWK-3131-M12-RCC-EU |  | Moxa AWK-3131-M12-RCC-EU
Moxa OnCell-5104HSPA |  | Moxa OnCell-5104HSPA
mGuard industrial RS |  | Crewemod
mGuard industrial RS |  | mGuard industrial RS
mGuard industrial RS |  | mGuard industrial RS
mGuard industrial RS |  | mGuard industrial RS
mGuard industrial RS |  | mGuard industrial RS
mGuard industrial RS |  | mGuard industrial RS
mGuard industrial RS |  | mGuard industrial RS
mGuard industrial RS |  | mGuard industrial RS
FL mGuard |  | Delta - RS4000
FL mGuard |  | mGuard FL RS
mGuard industrial RS |  | mGuard industrial RS
mGuard industrial RS |  | mGuard industrial RS
mGuard industrial RS |  | mGuard industrial RS
mGuard industrial RS |  | mGuard industrial RS
mGuard industrial RS |  | mGuard industrial RS
mGuard Delta 2 |  | Dual Bintec routers
Moxa PT-7728-F-HV-HV |  | Hirschmann Eagle mGuard
Moxa EDS-405A-MM-SC |  | HP Color LaserJet CM1312nfi MFP
Moxa EDS-405A-MM-SC |  | Moxa EDS-405A-MM-SC
Moxa EDS-405A-MM-SC |  | Moxa EDS-405A-MM-SC
Moxa PT-7728-F-HV-HV |  | Moxa PT-7728-F-HV-HV
Moxa EDS-405A-MM-SC |  | Moxa EDS-405A-MM-SC
SCALANCE W786-1PRO
SCALANCE W786-1PRO |  | HP ProLiant DL360 Gen9
SCALANCE W786-1PRO
Moxa PT-7828-F-HV-HV
HP ProLiant DL580 G5
Moxa PT-7828-F-HV-HV
Moxa PT-7828-F-HV-HV |  | Moxa PT-7828-F-HV-HV
Moxa IKS-6728-4GTXSFP-T |  | Moxa PT-7828-F-HV-HV
Moxa IKS-6728-4GTXSFP-HV-T |  | IOLOGIK E1240
Jacarta Interceptor
Moxa EDS-510A-1GT2SFP
Moxa IKS-6728-4GTXSFP-HV-T |  | LANCOM 1781A-4G
Moxa IKS-6728-4GTXSFP-HV-T |  | Moxa IKS-6728-4GTXSFP-HV-T
Moxa IKS-6728-4GTXSFP-HV-T |  | Moxa IKS-6728-4GTXSFP-HV-T
Moxa EDS-510A-1GT2SFP-T |  | Moxa IKS-6728-4GTXSFP-HV-T
Moxa IKS-6728-4GTXSFP-HV-T |  | LANCOM 1781VA-4G
Moxa IKS-6728-4GTXSFP-HV-T
Moxa IKS-6728-4GTXSFP-HV-T
Moxa IKS-6728-4GTXSFP-HV-T |  | Moxa IKS-6728-4GTXSFP-HV-T
Moxa IKS-6728-4GTXSFP-HV-T |  | Moxa IKS-6728-4GTXSFP-HV-T
Moxa IKS-6728-4GTXSFP-HV-T
Moxa PT-7728-F-HV-HV
Moxa PT-7728-F-HV-HV |  | Moxa PT-7728-F-HV-HV
Moxa PT-7728-F-HV-HV
Moxa PT-7728-F-HV-HV
Moxa PT-7728-F-HV-HV |  | Moxa PT-7728-F-HV-HV
Moxa PT-7728-F-HV-HV
Moxa PT-7728-F-HV-HV
Moxa PT-7728-F-HV-HV |  | Moxa PT-7728-F-HV-HV
Moxa PT-7728-F-HV-HV
Moxa PT-7728-F-HV-HV
Moxa IKS-6728-4GTXSFP-HV-T |  | Moxa PT-7728-F-HV-HV
Moxa IKS-6728-4GTXSFP-HV-T |  | Moxa IKS-6728-4GTXSFP-HV-T
Moxa PT-7728-F-HV-HV |  | Moxa IKS-6728-4GTXSFP-HV-T
Moxa PT-7728-F-HV-HV
mGuard RS4000 TX/TX
Moxa EDS-408A |  | LANCOM 7100+ VPN
mGuard RS4000 TX/TX |  | LANCOM 7100+ VPN
mGuard RS4000 TX/TX |  | mGuard RS4000 TX/TX
ASUS RS300-E9-PS4 |  | mGuard RS4000 TX/TX
LANCOM L-460agn dual Wireless
ASUS RS300-E9-PS4
ASUS RS300-E9-PS4
Moxa Nport-5110
Moxa Nport-5110 |  | LANCOM LN830acn
Moxa Nport-5110 |  | Moxa Nport-5110
Moxa Nport-5110 |  | Moxa Nport-5110
Moxa Nport-5110 |  | Moxa Nport-5110
Moxa Nport-5110 |  | Moxa Nport-5110
Moxa Nport-5110 |  | Moxa Nport-5110
Moxa Nport-5110 |  | Moxa Nport-5110
Moxa Nport-5110 |  | Moxa Nport-5110
Moxa Nport-5110 |  | Moxa Nport-5110
Moxa Nport-5110 |  | Moxa Nport-5110
Moxa Nport-5110 |  | Moxa Nport-5110
Moxa Nport-5110 |  | Moxa Nport-5110
Virtual Access GW2021DC |  | Moxa Nport-5110
Virtual Access GW2021DC |  | LANCOM WLC-4006+
Virtual Access GW2021DC |  | Virtual Access GW2021DC
Virtual Access GW2021DC |  | Virtual Access GW2021DC
Virtual Access GW2021DC |  | Virtual Access GW2021DC
Virtual Access GW2021DC |  | Virtual Access GW2021DC
Virtual Access GW2021DC |  | Virtual Access GW2021DC
Virtual Access GW2021DC |  | Virtual Access GW2021DC
Virtual Access GW2021DC |  | Virtual Access GW2021DC
Virtual Access GW2021DC |  | Virtual Access GW2021DC
Virtual Access GW2021DC |  | Virtual Access GW2021DC
Virtual Access GW2021DC |  | Virtual Access GW2021DC
Virtual Access GW2021DC |  | Virtual Access GW2021DC
Virtual Access GW2021DC
Sarian (DiGi) DR6410
mGuard Delta |  | Lochend ANM
Sarian (DiGi) DR6410 |  | MFC-5440CN
mGuard Delta |  | Sarian (DiGi) DR6410
Sarian (DiGi) DR6410 |  | mGuard Delta
mGuard Industrial RS |  | Sarian (DiGi) DR6410
Sarian (DiGi) DR6410 |  | mGuard Industrial RS
mGuard Industrial RS |  | Sarian (DiGi) DR6410
Sarian (DiGi) DR6410 |  | mGuard Industrial RS
mGuard FL RS |  | Sarian (DiGi) DR6410
Sarian (DiGi) DR6410 |  | mGuard FL RS
mGuard Industrial RS |  | Sarian (DiGi) DR6410
Sarian (DiGi) DR6410 |  | mGuard Industrial RS
mGuard Delta |  | Sarian (DiGi) DR6410
Sarian (DiGi) DR6410 |  | mGuard Delta
mGuard Delta2 |  | Sarian (DiGi) DR6410
Sarian (DiGi) DR6410 |  | MF-PAM-RAIL2N-2Eth, V1
mGuard Delta |  | Sarian (DiGi) DR6410
Sarian (DiGi) DR6410 |  | mGuard Delta
Hirschmann Eagle mGuard |  | Sarian (DiGi) DR6410
Sarian (DiGi) DR6410 |  | mGuard Delta
Hirschmann Eagle mGuard |  | Sarian (DiGi) DR6410
Sarian (DiGi) DR6410 |  | Hirschmann Eagle mGuard
mGuard RS4000 TX/TX |  | Sarian (DiGi) DR6410
Sarian (DiGi) DR6410 |  | mGuard RS4000 TX/TX
mGuard Industrial RS |  | Sarian (DiGi) DR6410
mGuard Industrial RS
Dual Bintec routers
LANCOM 1781A-4G |  | mGuard Delta 2
Hirschmann Eagle mGuard |  | mGuard Delta2
Sarian (DiGi) DR6410 |  | Hirschmann Eagle mGuard
mGuard RS4000 TX/TX |  | Sarian (DiGi) DR6410
Sarian (DiGi) DR6410 |  | mGuard RS4000 TX/TX
mGuard RS4000 TX/TX |  | Sarian (DiGi) DR6410
Sarian (DiGi) DR6410 |  | mGuard RS4000 TX/TX
Hirschmann Eagle mGuard |  | Sarian (DiGi) DR6410
Sarian (DiGi) DR6410 |  | Hirschmann Eagle mGuard
mGuard Industrial RS |  | Sarian (DiGi) DR6410
Sarian (DiGi) DR6410 |  | mGuard Industrial RS
Delta - RS4000 |  | Sarian (DiGi) DR6410
Sarian (DiGi) DR6410 |  | mGuard FL RS
mGuard Industrial RS |  | Sarian (DiGi) DR6410
Sarian (DiGi) DR6410 |  | mGuard Industrial RS
mGuard Industrial RS |  | Sarian (DiGi) DR6410
Sarian (DiGi) DR6410 |  | mGuard Industrial RS
mGuard Industrial RS |  | Sarian (DiGi) DR6410
Sarian (DiGi) DR6410 |  | mGuard Industrial RS
mGuard Industrial RS |  | Sarian (DiGi) DR6410
Sarian (DiGi) DR6410 |  | mGuard Industrial RS
mGuard Industrial RS |  | Sarian (DiGi) DR6410
Sarian (DiGi) DR6410 |  | mGuard Industrial RS
mGuard Industrial RS |  | Sarian (DiGi) DR6410
Virtual Access GW6526A |  | mGuard Industrial RS
mGuard RS4000 TX/TX |  | mGuard industrial RS
Sarian (DiGi) DR6410 |  | mGuard RS4000 TX/TX
Sarian (DiGi) DR6410 |  | Sarian (DiGi) DR6410
mGuard RS4000 TX/TX |  | Sarian (DiGi) DR6410
mGuard RS4000 TX/TX
Dual Bintec routers
LANCOM 1781A-4G |  | Dual Bintec routers
mGuard FL RS |  | LANCOM 1781A-4G
Sarian (DiGi) DR6410 |  | mGuard FL RS
Sarian (DiGi) DR6410 |  | Sarian (DiGi) DR6410
mGuard Industrial RS |  | Sarian (DiGi) DR6410
Sarian (DiGi) DR6410 |  | mGuard Industrial RS
mGuard RS4000 TX/TX |  | Sarian (DiGi) DR6410
Sarian (DiGi) DR6410 |  | mGuard RS4000 TX/TX
mGuard Industrial RS |  | Sarian (DiGi) DR6410
Sarian (DiGi) DR6410 |  | mGuard Industrial RS
mGuard Industrial RS |  | Sarian (DiGi) DR6410
mGuard Industrial RS
mGuard Industrial RS
Sarian (DiGi) DR6410 |  | mGuard Industrial RS
mGuard Industrial RS |  | Sarian (DiGi) DR6410
Sarian (DiGi) DR6410 |  | mGuard Industrial RS
mGuard Industrial RS |  | Sarian (DiGi) DR6410
Sarian (DiGi) DR6410 |  | mGuard Industrial RS
mGuard RS4000 TX/TX |  | Sarian (DiGi) DR6410
Sarian (DiGi) DR6410 |  | mGuard RS4000 TX/TX
mGuard Industrial RS |  | Sarian (DiGi) DR6410
mGuard Industrial RS
LANCOM L-460agn dual Wireless
LANCOM L-460agn dual Wireless |  | mGuard RS4000 TX/TX
LANCOM L-460agn dual Wireless |  | LANCOM L-460agn dual Wireless
LANCOM L-460agn dual Wireless |  | LANCOM L-460agn dual Wireless
LANCOM L-460agn dual Wireless |  | LANCOM L-460agn dual Wireless
LANCOM L-460agn dual Wireless |  | LANCOM L-460agn dual Wireless
LANCOM L-460agn dual Wireless |  | LANCOM L-460agn dual Wireless
LANCOM L-460agn dual Wireless |  | LANCOM L-460agn dual Wireless
LANCOM WLC-4006+ |  | LANCOM L-460agn dual Wireless
Allied Telesis AT-GS948MPX |  | Moxa AWK-3131-M12-RCC-EU
Allied Telesis AT-GS948MPX |  | Moxa E2260
Allied Telesis AT-GS948MPX |  | Allied Telesis AT-GS948MPX
Allied Telesis AT-GS948MPX |  | Allied Telesis AT-GS948MPX
Allied Telesis AT-x610TS/24X |  | Allied Telesis AT-GS948MPX
Allied Telesis AT-x610TS/24X |  | Moxa EDS-405A-MM-SC
Allied Telesis AT-x610TS/24X
Allied Telesis AT-GS948MPX
Allied Telesis AT-GS948MPX |  | Allied Telesis AT-GS948MPX
LANCOM 7100+ VPN |  | Allied Telesis AT-GS948MPX
LANCOM 7100+ VPN |  | Moxa EDS-408A
LANCOM 1781VA-4G |  | LANCOM 7100+ VPN
LANCOM 1781VA-4G |  | Moxa EDS-508A
LANCOM 1781VA-4G |  | LANCOM 1781VA-4G
LANCOM 1781VA-4G |  | LANCOM 1781VA-4G
LANCOM LN830acn |  | LANCOM 1781VA-4G
LANCOM LN830acn |  | Moxa EDS-508-MM-SC
LANCOM WLC-4006+ |  | LANCOM LN830acn
LANCOM WLC-4006+
Moxa EDS-510A
Moxa EDS-510A |  | Moxa EDS-510A
Moxa EDS-510A |  | Moxa EDS-510A
Moxa IKS-6526 |  | Moxa EDS-510A
Moxa IKS-6526 |  | Moxa EDS-510A-1GT2SFP
Moxa IKS-6526 |  | Moxa IKS-6526
Moxa IKS-6526 |  | Moxa IKS-6526
Moxa PT-7828-F-HV-HV |  | Moxa IKS-6526
Moxa IKS-6526 |  | Moxa PT-7828-F-HV-HV
Moxa IKS-6526 |  | Moxa IKS-6526
Moxa IKS-6526 |  | Moxa IKS-6526
Moxa IKS-6526 |  | Moxa IKS-6526
Moxa IKS-6526 |  | Moxa IKS-6526
Moxa IKS-6526 |  | Moxa IKS-6526
Moxa EDS-510A |  | Moxa IKS-6526
Moxa IKS-6526 |  | Moxa EDS-510A
Moxa EDS-510A |  | Moxa IKS-6526
Moxa IKS-6526 |  | Moxa EDS-510A
Moxa IKS-6526 |  | Moxa IKS-6526
Moxa IKS-6526 |  | Moxa IKS-6526
Moxa IKS-6526 |  | Moxa IKS-6526
Moxa IKS-6526 |  | Moxa IKS-6526
Moxa IKS-6526 |  | Moxa IKS-6526
Moxa IKS-6526 |  | Moxa IKS-6526
Moxa PT-7828-F-HV-HV |  | Moxa IKS-6526
Moxa IKS-6526 |  | Moxa PT-7828-F-HV-HV
Moxa IKS-6526 |  | Moxa IKS-6526
Moxa IKS-6526 |  | Moxa IKS-6526
Moxa IKS-6526 |  | Moxa IKS-6526
Moxa IKS-6524A |  | Moxa IKS-6526
Moxa IKS-6524A |  | Moxa EDS-510A-1GT2SFP-T
Moxa EDS-508A |  | Moxa IKS-6524A
Moxa EDS-508A |  | Moxa EDS-516A
Moxa EDS-508A |  | Moxa EDS-508A
Moxa EDS-508A |  | Moxa EDS-508A
Moxa EDS-508A |  | Moxa EDS-508A
Moxa EDS-508A |  | Moxa EDS-508A
Moxa EDS-508A |  | Moxa EDS-508A
Moxa EDS-508A |  | Moxa EDS-508A
Moxa EDS-508A |  | Moxa EDS-508A
Moxa EDS-508A |  | Moxa EDS-508A
Moxa EDS-508A |  | Moxa EDS-508A
Moxa EDS-508A |  | Moxa EDS-508A
Moxa EDS-508A |  | Moxa EDS-508A
Moxa EDS-508A |  | Moxa EDS-508A
Moxa EDS-508A |  | Moxa EDS-508A
Moxa EDS-508A |  | Moxa EDS-508A
Moxa EDS-518A |  | Moxa EDS-508A
Moxa EDS-518A |  | Moxa EDS-518A
Moxa EDS-516A |  | Moxa EDS-518A
Moxa IKS-6526 |  | Moxa IKS-6524A
Moxa EDS-508A |  | Moxa IKS-6526
Moxa EDS-508-MM-SC |  | Moxa EDS-508A
LANCOM 7100+ VPN |  | Moxa IKS-6526
LANCOM 7100+ VPN |  | Moxa IKS-6728-4GTXSFP-HV-T
mGuard Delta |  | LANCOM 7100+ VPN
Moxa Mgate-MB3170 |  | mGuard Delta
Moxa Mgate-MB3170 |  | Moxa IKS-6728-4GTXSFP-T
Moxa Mgate-MB3170 |  | Moxa Mgate-MB3170
Moxa Mgate-MB3170 |  | Moxa Mgate-MB3170
Moxa Mgate-MB3170 |  | Moxa Mgate-MB3170
Moxa Mgate-MB3170 |  | Moxa Mgate-MB3170
Moxa Mgate-MB3170 |  | Moxa Mgate-MB3170
Moxa Mgate-MB3170 |  | Moxa Mgate-MB3170
Moxa Mgate-MB3170 |  | Moxa Mgate-MB3170
Moxa Mgate-MB3170 |  | Moxa Mgate-MB3170
Moxa Mgate-MB3170 |  | Moxa Mgate-MB3170
Moxa Mgate-MB3170 |  | Moxa Mgate-MB3170
LANCOM 7100+ VPN |  | Moxa Mgate-MB3170
LANCOM 7100+ VPN |  | LANCOM 7100+ VPN
LANCOM 7100+ VPN
Virtual Access GW6600
Tooway Modem |  | Moxa Mgate-MB3170
Moxa Mgate-MB3180 |  | Moxa Mgate-MB3180
Jacarta Interceptor |  | Moxa Nport-5110
Quint UPS |  | Moxa OnCell-5104HSPA
Lochend ANM |  | Moxa PT-7728-F-HV-HV
Virtual Access GW6600 |  | Moxa PT-7828-F-HV-HV
Moxa Mgate-MB3180 |  | Virtual Access GW6600
Jacarta Interceptor |  | Moxa Mgate-MB3180
Quint UPS |  | Jacarta Interceptor
IOLOGIK E1240 |  | Quint UPS
Virtual Access GW6600 |  | Moxa TN-5508-T
Crewemod |  | Virtual Access GW6600
UPS |  | Moxa TN-5516-T
Virtual Access GW6600 |  | OKI-C810
SGS ANM |  | Virtual Access GW6600
UPS |  | OKI-C9655
UPS
Virtual Access GW6125M
mGuard RS4000 TX/TX |  | Panasonic KX-HDV130
mGuard RS4000 TX/TX |  | mGuard RS4000 TX/TX
Moxa EDS-408A |  | mGuard RS4000 TX/TX
Moxa EDS-408A
Teltonika RUT230
Teltonika RUT230 |  | Panasonic KX-HDV230
Teltonika RUT230 |  | Teltonika RUT230
Teltonika RUT230 |  | Teltonika RUT230
Teltonika RUT230 |  | Teltonika RUT230
Teltonika RUT230 |  | Teltonika RUT230
Teltonika RUT230 |  | Teltonika RUT230
Teltonika RUT230 |  | Teltonika RUT230
Teltonika RUT230 |  | Teltonika RUT230
Teltonika RUT230
Panasonic KX-HDV130
Panasonic KX-HDV230 |  | Qualys Guard
Panasonic KX-HDV230 |  | Quint UPS
Panasonic KX-HDV230 |  | Panasonic KX-HDV230
Panasonic KX-HDV230 |  | Panasonic KX-HDV230
Panasonic KX-HDV230 |  | Panasonic KX-HDV230
Panasonic KX-HDV230 |  | Panasonic KX-HDV230
Panasonic KX-HDV230 |  | Panasonic KX-HDV230
Panasonic KX-HDV230 |  | Panasonic KX-HDV230
Panasonic KX-HDV230 |  | Panasonic KX-HDV230
Panasonic KX-HDV230 |  | Panasonic KX-HDV230
Panasonic KX-HDV230 |  | Panasonic KX-HDV230
Panasonic KX-HDV230 |  | Panasonic KX-HDV230
Panasonic KX-HDV230 |  | Panasonic KX-HDV230
Panasonic KX-HDV230 |  | Panasonic KX-HDV230
Panasonic KX-HDV230 |  | Panasonic KX-HDV230
Panasonic KX-HDV230
Virtual Machine
Sarian (DiGi) DR6410
MFC-5440CN
Moxa E2260 |  | SCALANCE W786-1PRO
SGS ANM
OKI-C810 |  | Teltonika RUT230
OKI-C9655 |  | Tooway Modem
Qualys Guard |  | TPLink TL-SG3424
Brother ADS-2800W |  | TPLink TL-SG3424P
UPS
DH61CR
System Product Name
DH61CR
All Series
All Series
DH61WW
To Be Filled By O.E.M.
DH61CR
DH61WW
To Be Filled By O.E.M.
Virtual Machine
Virtual Machine |  | Virtual Machine
Virtual Machine
HP ProLiant DL360 Gen9
HP ProLiant DL360 Gen9 |  | Virtual Access GW2021DC
HP ProLiant DL360 Gen9 |  | HP ProLiant DL360 Gen9
HP ProLiant DL360 Gen9
HP ProLiant DL580 G5
HP ProLiant DL580 G5 |  | Virtual Access GW6125M
MF-PAM-RAIL2N-2Eth, V1 |  | HP ProLiant DL580 G5
Virtual Access GW6526A
Virtual Access GW6631W
TPLink TL-SG3424P |  | Virtual Access GW6600
TPLink TL-SG3424 |  | Virtual Access GW6631W
TPLink TL-SG3424 |  | Virtual Machine
TPLink TL-SG3424 |  | TPLink TL-SG3424
TPLink TL-SG3424 |  | TPLink TL-SG3424
TPLink TL-SG3424P |  | TPLink TL-SG3424
TPLink TL-SG3424P
Virtual Machine
Virtual Machine
Virtual Machine
Virtual Machine |  | Virtual Machine
Virtual Machine
LANCOM 7100+ VPN
LANCOM 7100+ VPN
Unknown |  | LANCOM 7100+ VPN
LANCOM 7100+ VPN

## ECO
Verified | Device Type Ncentral | Customer | Name | hostname | IP Address LAN | Mask | Default Gateway | MAC address | WAN IP | Multiple IPs | Vendor | Device Type | Make and Model | Serial Number | Hardware Version | Firmware Version | Warranty Status | Operating System | Software Version | Version | Release date | HTTPS Port | SSH Ports | Location / Address | Postcode | Location ID (Marker Post) | Loc Name | LOCATION (FLOOR) | Comms Cabinet | Accessible From | monitored by | Syslog Server IP | SNMP Trap server | PRTG Server | Mxview | Installed | Remarks | Crt. No. | Kollmorgen Controller ID | MODBUS GATEWAY (CONV.) ID NO | INSTALLATION PANEL ID | MOXA SWITCH ID | MOXA SWITCH PORT | MOXA SWITCH PORT VLAN ID | POWER | DHCP | DNS 1 | DNS 2 | SFP / Port(s) | Module1 | Mod 1 SFP / Port(s) | Module2 | Mod 2 SFP / Port(s) | Module3 | Module4 | Latest | Actions | Date Planned | Date Actioned | SIM IP Address | SIM serial | SIM Provider | Data Renewal date | NTP Srv 1 | Comments
|  | Ecoprod | Wembley PowerLeague Router |  | 10.185.11.1 |  |  | 001E4220C18A |  |  | Teltonika | Router - 3G & WiFi | Teltonika RUT230 |  |  | RUT2XX_R_00.01.01 |  |  |  | R_00.01.01 |  |  |  | Wembley |  | WM |  |  |  | Teltonika RMS, 192.168.20.102 | PRTG, Stream, Teltonika RMS | n/a | 192.168.20.198 | 192.168.16.180 |  | 23/11/2017
|  | Ecoprod | Torquay Router |  | 10.185.12.1 | 255.255.255.0 |  | 001E4221EC72 | 10.135.64.7 |  | Teltonika | Router - 3G & WiFi | Teltonika RUT230 |  |  | RUT2XX_R_00.00.553 |  |  |  | R_00.00.553 |  |  |  | Torquay |  | TQ |  |  |  | Teltonika RMS, 192.168.20.102 | PRTG, Stream, Teltonika RMS | n/a | 192.168.20.198 | 192.168.16.180 |  | 04/04/2018
|  | Ecoprod | Ageas Bowl Router |  | 10.185.13.1 | 255.255.255.0 |  | 001E42207C92 | 10.135.64.8 |  | Teltonika | Router - 3G & WiFi | Teltonika RUT230 |  |  | RUT2XX_R_00.01.01 |  |  |  | R_00.01.01 |  |  |  | Ageas Bowl Sothampton |  | AB |  |  |  | Teltonika RMS, 192.168.20.102 | PRTG, Stream, Teltonika RMS | n/a | 192.168.20.198 | 192.168.16.180 |  | 04/06/2018
|  | Ecoprod | Welcome Southend Router |  | 10.185.14.1 | 255.255.255.0 |  | 001E422062D3 | 10.135.64.9 |  | Teltonika | Router - 3G & WiFi | Teltonika RUT230 |  |  | RUT2XX_R_00.01.01 |  |  |  | R_00.01.01 |  |  |  | Welcome Southend |  | WS |  |  |  | Teltonika RMS, 192.168.20.102 | PRTG, Stream, Teltonika RMS | n/a | 192.168.20.198 | 192.168.16.180 |  | 14/05/2018
|  | Ecoprod | Welcome Maidstone Router |  | 10.185.15.1 | 255.255.255.0 |  | 001E42203A70 | 10.135.64.10 |  | Teltonika | Router - 3G & WiFi | Teltonika RUT230 |  |  | RUT2XX_R_00.01.01 |  |  |  | R_00.01.01 |  |  |  | Welcome Maidstone |  | WMA |  |  |  | Teltonika RMS, 192.168.20.102 | PRTG, Stream, Teltonika RMS | n/a | 192.168.20.198 | 192.168.16.180 |  | 21/05/2018
|  | Ecoprod | Welcome Cheltenham Router |  | 10.185.16.1 | 255.255.255.0 |  | 001E422081B1 | 10.135.64.11 |  | Teltonika | Router - 3G & WiFi | Teltonika RUT230 |  |  | RUT2XX_R_00.01.01 |  |  |  | R_00.01.01 |  |  |  | Welcome Cheltenham |  | WC |  |  |  | Teltonika RMS, 192.168.20.102 | PRTG, Stream, Teltonika RMS | n/a | 192.168.20.198 | 192.168.16.180 |  | 16/05/2018
|  | Ecoprod | Welcome High Wycombe Router |  | 10.185.17.1 | 255.255.255.0 |  | 001E4220A464 | 10.135.64.12 |  | Teltonika | Router - 3G & WiFi | Teltonika RUT230 |  |  | RUT2XX_R_00.01.01 |  |  |  | R_00.01.01 |  |  |  | Welcome High Wycombe |  | WH |  |  |  | Teltonika RMS, 192.168.20.102 | PRTG, Stream, Teltonika RMS | n/a | 192.168.20.198 | 192.168.16.180 |  | 23/05/2018
|  | Ecoprod | Woking FC Router |  | 10.185.18.1 | 255.255.255.0 |  | 001E42190A92 |  |  | Teltonika | Router - 3G & WiFi | Teltonika RUT230 |  |  | RUT2XX_R_00.00.553 |  |  |  | R_00.00.553 |  |  |  | Woking FC |  | WK |  |  |  | Teltonika RMS, 192.168.20.102 | PRTG, Stream, Teltonika RMS | n/a | 192.168.20.198 | 192.168.16.180
|  | Ecoprod | Survey Kit Router |  | 192.168.1.1 | 255.255.255.0 |  | 001E422107C8 |  |  | Teltonika | Router - 3G & WiFi | Teltonika RUT230 |  |  | RUT2XX_R_00.00.553 |  |  |  | R_00.00.553 |  |  |  | Ecoprod Office | [5 empty] | Teltonika RMS | Teltonika RMS | n/a | 192.168.20.198
|  | Ecoprod | Wembley Screen 1 |  | 10.185.11.100 | 255.255.255.0 | 10.185.11.1 | 7CDD9084CC72 |  |  | Urimat | Urimat Video Display | Urimat | [10 empty] | Wembley |  | WM
|  | Ecoprod | Wembley Screen 2 |  | 10.185.11.101 | 255.255.255.0 | 10.185.11.1 | 7CDD9084CC89 |  |  | Urimat | Urimat Video Display | Urimat | [10 empty] | Wembley |  | WM
|  | Ecoprod | Wembley Screen 3 |  | 10.185.11.102 | 255.255.255.0 | 10.185.11.1 | 7CDD9084CC76 |  |  | Urimat | Urimat Video Display | Urimat | [10 empty] | Wembley |  | WM
|  | Ecoprod | Torquay Screen 1 |  | 10.185.12.100 | 255.255.255.0 | 10.185.12.1 | 00E04C68000C |  |  | Urimat | Urimat Video Display | Urimat | [10 empty] | Torquay |  | TQ
|  | Ecoprod | Torquay Screen 2 |  | 10.185.12.101 | 255.255.255.0 | 10.185.12.1 | 00E04C68000D |  |  | Urimat | Urimat Video Display | Urimat | [10 empty] | Torquay |  | TQ
|  | Ecoprod | Torquay Screen 3 |  | 10.185.12.102 | 255.255.255.0 | 10.185.12.1 | 00E04C68004A |  |  | Urimat | Urimat Video Display | Urimat | [10 empty] | Torquay |  | TQ
|  | Ecoprod | Ageas Bowl Screen 1 |  | 10.185.13.100 | 255.255.255.0 | 10.185.13.1 | 7CDD9084CCC0 |  |  | Urimat | Urimat Video Display | Urimat | [10 empty] | Ageas Bowl Sothampton |  | AB
|  | Ecoprod | Ageas Bowl Screen 2 |  | 10.185.13.101 | 255.255.255.0 | 10.185.13.1 | 7CDD9084CD37 |  |  | Urimat | Urimat Video Display | Urimat | [10 empty] | Ageas Bowl Sothampton |  | AB
|  | Ecoprod | Ageas Bowl Screen 3 |  | 10.185.13.102 | 255.255.255.0 | 10.185.13.1 | 7CDD9084CD00 |  |  | Urimat | Urimat Video Display | Urimat | [10 empty] | Ageas Bowl Sothampton |  | AB
|  | Ecoprod | Welcome Southend Screen 1 |  | 10.185.14.100 | 255.255.255.0 | 10.185.14.1 | 7CDD90624E8A |  |  | Urimat | Urimat Video Display | Urimat | [10 empty] | Welcome Southend |  | WS
|  | Ecoprod | Welcome Southend Screen 2 |  | 10.185.14.101 | 255.255.255.0 | 10.185.14.1 | 7CDD9084CD6F |  |  | Urimat | Urimat Video Display | Urimat | [10 empty] | Welcome Southend |  | WS
|  | Ecoprod | Welcome Maidstone Screen 1 |  | 10.185.15.100 | 255.255.255.0 | 10.185.15.1 | 7CDD9084CD86 |  |  | Urimat | Urimat Video Display | Urimat | [10 empty] | Welcome Maidstone |  | WMA
|  | Ecoprod | Welcome Maidstone Screen 2 |  | 10.185.15.101 | 255.255.255.0 | 10.185.15.1 | 7CDD9084CDC3 |  |  | Urimat | Urimat Video Display | Urimat | [10 empty] | Welcome Maidstone |  | WMA
|  | Ecoprod | Welcome Cheltenham Screen 1 |  | 10.185.16.100 | 255.255.255.0 | 10.185.16.1 | 7CDD9084CD32 |  |  | Urimat | Urimat Video Display | Urimat | [10 empty] | Welcome Cheltenham |  | WC
|  | Ecoprod | Welcome Cheltenham Screen 2 |  | 10.185.16.101 | 255.255.255.0 | 10.185.16.1 | 7CDD9084CD2F |  |  | Urimat | Urimat Video Display | Urimat | [10 empty] | Welcome Cheltenham |  | WC
|  | Ecoprod | Welcome High Wycombe Screen 1 |  | 10.185.17.100 | 255.255.255.0 | 10.185.17.1 | 7CDD9084CD3C |  |  | Urimat | Urimat Video Display | Urimat | [10 empty] | Welcome High Wycombe |  | WH
|  | Ecoprod | Welcome High Wycombe Screen 2 |  | 10.185.17.101 | 255.255.255.0 | 10.185.17.1 | 7CDD9084CDEB |  |  | Urimat | Urimat Video Display | Urimat | [10 empty] | Welcome High Wycombe |  | WH
|  | Ecoprod | Woking FC Screen 1 |  | 10.185.18.100 | 255.255.255.0 | 10.185.18.1 |  |  |  | Urimat | Urimat Video Display | Urimat | [10 empty] | Woking FC |  | WK
|  | Ecoprod | Woking FC Screen 1 |  | 10.185.18.101 | 255.255.255.0 | 10.185.18.1 |  |  |  | Urimat | Urimat Video Display | Urimat | [10 empty] | Woking FC |  | WK
|  | Ecoprod | [9 empty] | TOTAL

## Internal List from SW
IT4A: Inventory Summary
71 Items.
Feb 18, 2019
Name | Manufacturer | Device Type | Model | IP Address | Serial Number | Location | Operating System
192.168.16.52 | VMware | Unknown |  | 192.168.16.52 | 5056BE0BE9
192.168.20.1 | Lancom Systems Gmbh | Unknown |  | 192.168.20.1 | A0571A667D
192.168.20.100 | Tyan Computer | Unknown |  | 192.168.20.100 | E08171ADB7
192.168.20.198 | VMware | Unknown |  | 192.168.20.198 | 5056BECD6B
192.168.30.1 | Vicon Nucleus | Unknown |  | 192.168.30.1 | 192.168.30.1
192.168.30.2 | Vicon NVR | Unknown |  | 192.168.30.2 | 192.168.30.2
192.168.30.248 |  | Unknown |  | 192.168.30.248 | 192.168.30.248
192.168.30.249 |  | Unknown |  | 192.168.30.249 | 192.168.30.249
192.168.30.250 |  | Unknown |  | 192.168.30.250 | 192.168.30.250
192.168.30.253 |  | Unknown |  | 192.168.30.253 | 192.168.30.253
192.168.30.254 |  | Unknown |  | 192.168.30.254 | 192.168.30.254
192.168.30.3 | C01 | Unknown |  | 192.168.30.3 | 192.168.30.3
192.168.30.7 | C02 | HTTP Device |  | 192.168.30.7 | 192.168.30.7
192.168.30.8 | C03 | HTTP Device |  | 192.168.30.8 | 192.168.30.8
c12 | Moxa Technologies | SNMP Device | H.264/MJPEG IP camera | 192.168.30.10 | 192.168.30.10
cortech-master | Dell | Unknown |  | 192.168.16.7 | cortech-master
e2260_9474 | Moxa Tech | SNMP Device |  | 192.168.16.21 | 90E817D0F1 | Server_Room
it4a-office-lan-primary-router | Phoenix Contact Gmbh & Co | Server | Linux IT4A-Office-LAN-Primary-Router 3.10.104-m... | 192.168.16.253 | A0457DADAC | Server Room | Linux
it4a_primary_router | Icann Iana Department | Switch | Freescale MPC8547E 2.1 (core 2.2)@1000MHz | 192.168.20.250 | 5E000116 | IT4A_Server_Room
it4a_primary_router | Lancom Systems Gmbh | Switch | Freescale MPC8547E 2.1 (core 2.2)@1000MHz | 192.168.20.253 | A0571A6665 | IT4A_Server_Room
it4a_primary_router | Icann Iana Department | Switch | Freescale MPC8547E 2.1 (core 2.2)@1000MHz | 192.168.20.249 | 5E000117 | IT4A_Server_Room
it4a_primary_router | Icann Iana Department | Switch | Freescale MPC8547E 2.1 (core 2.2)@1000MHz | 192.168.20.254 | 5E000115 | IT4A_Server_Room
it4a_primary_router | Icann Iana Department | Switch | Freescale MPC8547E 2.1 (core 2.2)@1000MHz | 192.168.20.248 | 5E000118 | IT4A_Server_Room
it4a_primary_router | LANCOM Systems | Switch | Freescale MPC8547E 2.1 (core 2.2)@1000MHz | 192.168.11.253 | 192.168.11.253 | IT4A_Server_Room
it4a_primary_router | LANCOM Systems | Switch | Freescale MPC8547E 2.1 (core 2.2)@1000MHz | 192.168.11.250 | 192.168.11.250 | IT4A_Server_Room
it4a_primary_router | LANCOM Systems | Switch | Freescale MPC8547E 2.1 (core 2.2)@1000MHz | 192.168.11.249 | 192.168.11.249 | IT4A_Server_Room
it4a_primary_router | LANCOM Systems | Switch | Freescale MPC8547E 2.1 (core 2.2)@1000MHz | 192.168.11.248 | 192.168.11.248 | IT4A_Server_Room
it4a_primary_router | LANCOM Systems | Switch | Freescale MPC8547E 2.1 (core 2.2)@1000MHz | 192.168.11.254 | 192.168.11.254 | IT4A_Server_Room
managed redundant switch 03981 | Moxa Tech | Switch | EDS-408A-SS-SC-T | 192.168.16.201 | 90E8345315 | Switch Location
ntp | VMware | Unknown |  | 192.168.20.101 | 5056BE0E37
offsite-nas-01 | Icp Electronics | HTTP Device | TS-251+ | 192.168.16.223 | offsite-nas-01 |  | Linux
oki-c810-3212cb | Oki Electric Ind Co | Printer | C810 | 192.168.16.23 | AL18032233 | Technical Office
oki-main-office | Oki Electric Ind Co | Printer | C9655 | 192.168.16.24 | AL43016395 | MARKETING OFFICE
onsite-nas-01 | QNAP Systems | Server | TS-421 | 192.168.16.222 | Q142B06321 |  | Linux
pc-finance-01 | Asrock | Desktop |  | 192.168.16.66 | BC5FF49E56FB |  | Windows 7 Pro
pc-projects-01 | Intel | Desktop | DH61WW | 192.168.16.60 | 14D64D04E223 |  | Windows 7 Pro
pc-projects-02 | D-link Int | Desktop |  | 192.168.16.1 | 14D64D04E222 |  | Windows 7 Pro
pc-sales-01 |  | Desktop |  | 192.168.16.56 | 704D7BB35C99 |  | Windows 7 Pro
pc-sales-02 | Tp-link Tech Co | Desktop |  | 192.168.16.54 | F8D1110303EB |  | Windows 7 Pro
pc-sales-04 | Asustek Computer | Desktop |  | 192.168.16.50 | D850E651586A |  | Windows 7 Pro
pc-tech-01 | Tp-link Tech Co | Desktop |  | 192.168.16.62 | F8D11110A1BD |  | Windows 7 Pro
pc-tech-02 | Intel | Desktop |  | 192.168.16.51 | 1B215CF283 |  | Windows 7 Pro
pc-tech-03 | Generic | Desktop | System Product Name | 192.168.16.55 | pc-tech-03 |  | Windows 7 Pro
pc-v-dmwin7-01 | VMware | Desktop |  | 192.168.16.63 | 5056BEC60F |  | Windows 7 Pro
pc-whse-01 | Asustek Computer | Desktop |  | 192.168.16.59 | D850E65157D2 |  | Windows 7 Pro
rs-3a0256_test switch | Hirschmann Automation And Control Gmbh | SNMP Device | Hirschmann Railswitch | 192.168.20.202 | 80633A0256 | Hirschmann Railswitch
scanner-01 | Brother Industries | Printer | Brother NC-04h, Firmware Ver.J ,MID 8WD-502 | 192.168.16.26 | E75528E8G217425 | IT4Automation Technical Office
srv-p-esxi-01 |  | HTTP Device |  | 192.168.16.151 | ECEBB8962BB4
srv-p-esxi-02 |  | HTTP Device |  | 192.168.16.152 | ECEBB8963BA0
srv-p-esxi-03 | Hewlett-Packard | HTTP Device |  | 192.168.16.153 | 3CA82A1C6174
srv-v-dev-01 | VMware | Server |  | 192.168.16.61 | 5056BEDBD9 |  | Windows Server 2012 R2 DC
srv-v-dns-01 | VMware | Server |  | 192.168.16.172 | 5056BF5F98 |  | Windows Server 2012 R2 DC
srv-v-dns-02 | VMware | Server |  | 192.168.16.173 | 5056BFFA71 |  | Windows Server 2012 R2 DC
srv-v-eng-01 | VMware | Server |  | 192.168.16.186 | 5056BE777F |  | Windows Server 2012 R2 DC
srv-v-eng-02 | VMware | Server |  | 192.168.16.187 | srv-v-eng-02 |  | Windows Server 2012 R2 DC
srv-v-logzilla-01 | VMware | Unknown |  | 192.168.16.198 | 5056BED874
srv-v-mware-01 | VMware | Server |  | 192.168.16.185 | 5056BE06E2 |  | Windows Server 2012 R2 DC
srv-v-nctrl-01 | VMware | Server |  | 192.168.16.191 | srv-v-nctrl-01 |  | Windows Server 2012 R2 DC
srv-v-nrnms-01 | VMware | Unknown |  | 192.168.20.153 | 5056BE3912
srv-v-prtg-01 | VMware | Server | VM | 192.168.16.180 | VMware-42 3e 7b 3f c2 4b c2 78-1b a4 37 09 d2 a8 bc 4e |  | Windows Server 2012 R2 DC
srv-v-smtp-01 | VMware | Server |  | 192.168.16.101 | 5056BE6571 |  | Windows Server 2012 R2 DC
srv-v-sw-01 | VMware | Server | VM | 192.168.16.179 | VMware-42 3e 41 b1 34 71 92 fb-63 e5 a7 e5 57 2b 3a 90 |  | Windows Server 2012 R2 DC
srv-v-vc-01 | VMware | Unknown |  | 192.168.16.154 | C290197BF
tp-link-sw1 | Tp-link Tech Co | Switch | 24-Port Gigabit L2 Managed PoE Switch with 4 Co... | 192.168.20.11 | F4F26D7D9FF2 | CAB-C
tp-link-sw3 | Tp-link Tech Co | Switch | JetStream 24-Port Gigabit L2 Managed Switch wit... | 192.168.20.13 | 60E327A616E8 | CAB-C
tp-link-sw4 | Tp-link Tech Co | Switch | JetStream 24-Port Gigabit L2 Managed Switch wit... | 192.168.20.14 | 60E3279E0D80 | CAB-B
tp-link-sw5 | Tp-link Tech Co | Switch | JetStream 24-Port Gigabit L2 Managed Switch wit... | 192.168.20.15 | 60E327A617A5 | CAB-B
tp-link-sw6 | Tp-link Tech Co | Switch | 24-Port Gigabit L2 Managed PoE Switch with 4 Co... | 192.168.20.16 | 60E3279E0541 | CAB-1-Project Office
tp_link_sw2 | Tp-link Tech Co | Switch | JetStream 24-Port Gigabit L2 Managed Switch wit... | 192.168.20.12 | E894F6473D53 | CAB-C
win-cvrqou2lls2 | VMware | Unknown |  | 192.168.16.188 | win-cvrqou2lls2
win-mb8mptbpp6b | VMware | Unknown |  | 192.168.16.190 | win-mb8mptbpp6b

## MPS
T:\Projects\Kendra Energy Solutions\2018 IT4A-P-1083 - Kendra Energy Solutions MPS BMS WAN\Documentation\Asset Information
The project is currently being rolled out so the asset list is being updated often. Once the project is complete, the asset list will be migrated into the IT4A global ORI.